## cpt_data
code | short_description | lay_term | guidelines | code_range | source_url | scrape_timestamp
0001U | Red blood cell antigen typing, DNA, human erythrocyte antigen gene analysis of 35 antigens from 11 blood groups, utilizing whole blood, common RBC alleles reported | This is a Proprietary Laboratory Analyses (PLA) code, meaning that the code describes only one unique lab test made by a specific manufacturer or performed by a specific lab. Code 0001U describes the Immucor, Inc. PreciseType® HEA Test, which is a multiplexed molecular assay on a whole blood specimen that identifies 24 polymorphisms associated with 35 human erythrocyte antigens from 11 blood groups and report of the common RBC alleles. Explanation This test uses a proprietary multiplexed molecular polymerase chain reaction (PCR) amplification assay of polymorphisms technology to identify the presence or absence of the selected alleles associated with a given phenotype. A separate proprietary imaging system is used to capture the fluorescent signal from individual DNA strands which is compared to a library of phenotypes. Software is used to analyze the raw data and generate assay results. Although not limited to testing for a specific condition, clinicians may order this test on blood donor specimens (e.g., to identify sickle cell trait) and patients receiving transfusions to ascertain compatibility. Terminology Allele: Specific variant version of a gene at a specific locus. Amplification: Making more copies of a desired gene for study by processes such as polymerase chain reaction (PCR) or transcription of DNA to RNA and reverse transcription from RNA to make an additional copy of the DNA. Deoxyribonucleic acid (DNA): A form of nucleic acid that consists of a sequence of specific biological chemicals, called nucleotides, which carry genetic information. Fluorescent: Substance which absorbs and emits light. Polymerase chain reaction (PCR): A rapid technique for making more copies (amplifying) of a DNA or RNA sequence used in the laboratory. Polymorphisms: Literally, many forms; it can refer to variations in species or stages of development; in genetics, it refers to variations in DNA due to selection and mutation. Tips Report one unit of this code for a single specimen analyzed on a single date of service. Some payers may pay separately for collection of the specimen; check with the appropriate payer. Additional Info “U” codes are included in the CPT® code set to identify specific proprietary laboratory analyses (PLA) tests. PLA codes take precedence over the usual 80000 series codes for laboratory/pathology. Use this code only for the above–described test; do not report this test using any other CPT® code. PLA code descriptors follow existing code conventions when possible, and lab techniques used include multianalyte assays with algorithmic analyses (MAAA) and genomic sequencing procedures (GSP), among others. Read Less | Range Specific Guideline Proprietary laboratory analyses (PLA) codes describe proprietary clinical laboratory analyses and can be either provided by a single ("sole-source") laboratory or licensed or marketed to multiple providing laboratories (eg, cleared or approved by the Food and Drug Administration [FDA]). This subsection includes advanced diagnostic laboratory tests (ADLTs) and clinical diagnostic laboratory tests (CDLTs), as defined under the Protecting Access to Medicare Act (PAMA) of 2014. These analyses may include a range of medical laboratory tests including, but not limited to, multianalyte assays with algorithmic analyses (MAAA) and genomic sequencing procedures (GSP). The descriptor nomenclature follows, where possible, existing code conventions (eg, MAAA, GSP). Unless specifically noted, even though the Proprietary Laboratory Analyses section of the code set is located at the end of the Pathology and Laboratory section of the code set, a PLA code does not fulfill Category I code criteria. PLA codes are not required to fulfill the Category I criteria. The standards for inclusion in the PLA section are: The test must be commercially available in the United States for use on human specimens and The clinical laboratory or manufacturer that offers the test must request the code. For similar laboratory analyses that fulfill Category I criteria, see codes listed in the numeric 80000 series. When a PLA code is available to report a given proprietary laboratory service, that PLA code takes precedence. The service should not be reported with any other CPT® code(s) and other CPT® code(s) should not be used to report services that may be reported with that specific PLA code. These codes encompass all analytical services required for the analysis (eg, cell lysis, nucleic acid stabilization, extraction, digestion, amplification, hybridization and detection). For molecular analyses, additional procedures that are required prior to cell lysis (eg, microdissection [codes 88380 and 88381]) may be reported separately. Codes in this subsection are released on a quarterly basis to expedite dissemination for reporting. PLA codes will be published electronically on the AMA CPT® website (ama-assn.org/cpt-pla-codes), distributed via CPT® data files on a quarterly basis, and, at a minimum, made available in print annually in the CPT® codebook. See the Introduction section of the CPT® code set for a complete list of the dates of release and implementation. All codes that are included in this section are also included in Appendix O, with the procedure's proprietary name. In order to report a PLA code, the analysis performed must fulfill the code descriptor and must be the test represented by the proprietary name listed in Appendix O. In some instances, the descriptor language of PLA codes may be identical and the code may only be differentiated by the listed proprietary name in Appendix O. When more than one PLA has an identical descriptor, the codes will be denoted by the symbol "â™“." All PLA tests will have assigned codes in the PLA section of the code set. Any PLA coded test(s) that satisfies Category I criteria and has been accepted by the CPT® Editorial Panel will be designated by the addition of the symbol "^" to the existing PLA code and will remain in the PLA section of the code set. If a proprietary test has already been accepted for a Category I code and a code has not been published, subsequent application for a PLA code will take precedence. The code will only be placed in the PLA section. The accuracy of a PLA code is to be maintained by the original applicant, or the current owner of the test kit or laboratory performing the proprietary test. A new PLA code is required when: 1. Additional nucleic acid (DNA or RNA) and/or protein analysis(es) are added to the current PLA test, or 2. The name of the PLA test has changed in association with changes in test performance or test characteristics. The addition or modification of the therapeutic applications of the test require submission of a code change application, but it may not require a new code number. | 0001U-0599U | https://www.aapc.com/codes/cpt-codes/0001U | 2025-10-27T16:42:34.639408Z
0002U | Oncology (colorectal), quantitative assessment of three urine metabolites (ascorbic acid, succinic acid and carnitine) by liquid chromatography with tandem mass spectrometry (LC-MS/MS) using multiple reaction monitoring acquisition, algorithm reported as likelihood of adenomatous polyps | This is a Proprietary Laboratory Analyses (PLA) code, meaning that the code describes only one unique lab test made by a specific manufacturer or performed by a specific lab. Code 0002U describes the PolypDX™ test from Atlantic Diagnostic Laboratories, LLC, Metabolomic Technologies Inc., which is a multianalyte assay with algorithmic analysis (MAAA) test that uses liquid chromatography combined with tandem mass spectrometry to analyze a urine specimen for 3 specific metabolites; the test includes algorithmic analysis using patient data and the lab test results to report the patient's risk for precancerous adenomatous polyps. Explanation The test uses liquid chromatography tandem mass spectrometry (LCMS/MS) to precisely identify and determine concentration of ascorbic acid, succinic acid and carnitine metabolites in urine sample. Code 0002U also includes an algorithmic analysis, making this a Multianalyte Assay with Algorithmic Analysis (MAAA) test that uses the LCMS/MS results and specific patient information to determine the patient's risk of having precancerous adenomatous colon polyps. Each multianalyte assay with algorithmic analysis, or MAAA test, involves any analytical services to produce test results that become the raw data for the algorithmic analysis. These technical lab services may include chemical or biochemical assays; florescence in situ hybridization (FISH); and molecular pathology tests including steps such as cell lysis (using an agent or substance to break down cells into their components), extraction, amplification (making more copies of the gene), and hybridization/detection. The MAAA code also includes gathering relevant patient data, carrying out the algorithmic analysis, and reporting the results. Clinicians may order this test for patients at high risk for having cancerous colon polyps due to past history or family history, which could save patients from unnecessary surgery. Terminology Algorithm: A specific set of step–by–step calculations using defined inputs at each step to produce a useful output; specifically for MAAAs, the output involves some sort of diagnostic or prognostic information about treatment options or disease outcomes. Multianalyte assays with algorithmic analyses (MAAA): A set of codes generally unique to a single clinical laboratory or manufacture; they typically list all the analytic and algorithmic analysis for a type of disease, such a cancer; the type and number of analytes, such as proteins; the lab methods, such as immunoassay; the specimen type, such as blood; and the result type, such as prognostic risk score. Metabolite: A substance, typically a small molecule, produced during metabolism (chemical reactions that take place in the body). Reagent: A substance used in a lab test to bring about a desired change or reaction, often to reveal the presence or quantity of another substance that is the focus of the test. Tips Report one unit of this code for a single specimen analyzed on a single date of service. Some payers may pay separately for collection of the specimen; check with the appropriate payer. Additional Info “U” codes are included in the CPT® code set to identify specific proprietary laboratory analyses (PLA) tests. PLA codes take precedence over the usual 80000 series codes for laboratory/pathology. Use this code only for the above–described test; do not report this test using any other CPT® code. PLA code descriptors follow existing code conventions when possible, and lab techniques used include multianalyte assays with algorithmic analyses (MAAA) and genomic sequencing procedures (GSP), among others. Read Less | Range Specific Guideline Proprietary laboratory analyses (PLA) codes describe proprietary clinical laboratory analyses and can be either provided by a single ("sole-source") laboratory or licensed or marketed to multiple providing laboratories (eg, cleared or approved by the Food and Drug Administration [FDA]). This subsection includes advanced diagnostic laboratory tests (ADLTs) and clinical diagnostic laboratory tests (CDLTs), as defined under the Protecting Access to Medicare Act (PAMA) of 2014. These analyses may include a range of medical laboratory tests including, but not limited to, multianalyte assays with algorithmic analyses (MAAA) and genomic sequencing procedures (GSP). The descriptor nomenclature follows, where possible, existing code conventions (eg, MAAA, GSP). Unless specifically noted, even though the Proprietary Laboratory Analyses section of the code set is located at the end of the Pathology and Laboratory section of the code set, a PLA code does not fulfill Category I code criteria. PLA codes are not required to fulfill the Category I criteria. The standards for inclusion in the PLA section are: The test must be commercially available in the United States for use on human specimens and The clinical laboratory or manufacturer that offers the test must request the code. For similar laboratory analyses that fulfill Category I criteria, see codes listed in the numeric 80000 series. When a PLA code is available to report a given proprietary laboratory service, that PLA code takes precedence. The service should not be reported with any other CPT® code(s) and other CPT® code(s) should not be used to report services that may be reported with that specific PLA code. These codes encompass all analytical services required for the analysis (eg, cell lysis, nucleic acid stabilization, extraction, digestion, amplification, hybridization and detection). For molecular analyses, additional procedures that are required prior to cell lysis (eg, microdissection [codes 88380 and 88381]) may be reported separately. Codes in this subsection are released on a quarterly basis to expedite dissemination for reporting. PLA codes will be published electronically on the AMA CPT® website (ama-assn.org/cpt-pla-codes), distributed via CPT® data files on a quarterly basis, and, at a minimum, made available in print annually in the CPT® codebook. See the Introduction section of the CPT® code set for a complete list of the dates of release and implementation. All codes that are included in this section are also included in Appendix O, with the procedure's proprietary name. In order to report a PLA code, the analysis performed must fulfill the code descriptor and must be the test represented by the proprietary name listed in Appendix O. In some instances, the descriptor language of PLA codes may be identical and the code may only be differentiated by the listed proprietary name in Appendix O. When more than one PLA has an identical descriptor, the codes will be denoted by the symbol "â™“." All PLA tests will have assigned codes in the PLA section of the code set. Any PLA coded test(s) that satisfies Category I criteria and has been accepted by the CPT® Editorial Panel will be designated by the addition of the symbol "^" to the existing PLA code and will remain in the PLA section of the code set. If a proprietary test has already been accepted for a Category I code and a code has not been published, subsequent application for a PLA code will take precedence. The code will only be placed in the PLA section. The accuracy of a PLA code is to be maintained by the original applicant, or the current owner of the test kit or laboratory performing the proprietary test. A new PLA code is required when: 1. Additional nucleic acid (DNA or RNA) and/or protein analysis(es) are added to the current PLA test, or 2. The name of the PLA test has changed in association with changes in test performance or test characteristics. The addition or modification of the therapeutic applications of the test require submission of a code change application, but it may not require a new code number. | 0001U-0599U | https://www.aapc.com/codes/cpt-codes/0002U | 2025-10-27T16:42:52.140682Z
0003U | Oncology (ovarian) biochemical assays of five proteins (apolipoprotein A-1, CA 125 II, follicle stimulating hormone, human epididymis protein 4, transferrin), utilizing serum, algorithm reported as a likelihood score | This is a Proprietary Laboratory Analyses (PLA) code, meaning that the code describes only one unique lab test made by a specific manufacturer or performed by a specific lab. Code 0003U describes the Overa™ (OVA1 Next Generation), also called Multivariate Index Assay, 2nd Generation, (MIA2G), by Aspira Labs, Inc., Vermillion, Inc., a biochemical assay of a serum specimen to detect the presence of five biomarker proteins for ovarian cancer and includes algorithmic analysis using patient data and the lab test results to determine the patient's risk for ovarian cancer. Explanation The lab analyst performs the technical steps to test the patient’s serum for five biomarkers (apolipoprotein A–1 [APO], CA 125 II, follicle stimulating hormone [FSH], human epididymis protein 4 [HE4], and transferrin [TRF]) using an immunoassay method. The test may include various steps such as reacting the specimen with test antibodies, incubating the mixture, adding microparticles to bind the complexes to an electrode, and applying an electric charge to initiate luminescence (light–emitting) that a photomultiplier measures. The analyst reports qualitative results, indicating the presence or absence of a substance in the specimen. A proprietary algorithm is then run to combine the five biomarker results with clinical assessment into a single numerical risk score that indicates higher and lower risk for ovarian cancer. Each multianalyte assay with algorithmic analysis, or MAAA test, involves any analytical services to produce test results that become the raw data for the algorithmic analysis. These technical lab services may include chemical or biochemical assays; florescence in situ hybridization (FISH); and molecular pathology tests including steps such as cell lysis (using an agent or substance to break down cells into their components), extraction, amplification (making more copies of the gene), and hybridization/detection. The MAAA code also includes gathering relevant patient data, carrying out the algorithmic analysis, and reporting the results. Clinicians may order this test to determine a patient's risk for having ovarian cancer. Terminology Algorithm: A specific set of step–by–step calculations using defined inputs at each step to produce a useful output; specifically for MAAAs, the output involves some sort of diagnostic or prognostic information about treatment options or disease outcomes. Antibody: An immune system–related protein that can detect a harmful substance called an antigen; lab tests may utilize reactions between antibodies and antigens to identify a substance in a patient specimen; antibodies are also produced in the body in reaction to harmful organisms. Biomarker or biological marker: A measurable substance that is an indicator of a condition, disease, or normal or abnormal process. Immunoassay: A biochemical test that detects an antibody/antigen reaction in a blood or body fluid sample, using an immunological reaction to an enzyme, or enzyme immunoassay test, or radioactively labeled substance, in a radioimmunoassay test. Tips This test is not intended as a screening test or a stand–alone diagnostic assay. Report one unit of this code for a single specimen analyzed on a single date of service. Some payers may pay separately for collection of the specimen; check with the appropriate payer. Additional Info “U” codes are included in the CPT® code set to identify specific proprietary laboratory analyses (PLA) tests. PLA codes take precedence over the usual 80000 series codes for laboratory/pathology. Use this code only for the above–described test; do not report this test using any other CPT® code. PLA code descriptors follow existing code conventions when possible, and lab techniques used include multianalyte assays with algorithmic analyses (MAAA) and genomic sequencing procedures (GSP), among others. Read Less | Range Specific Guideline Proprietary laboratory analyses (PLA) codes describe proprietary clinical laboratory analyses and can be either provided by a single ("sole-source") laboratory or licensed or marketed to multiple providing laboratories (eg, cleared or approved by the Food and Drug Administration [FDA]). This subsection includes advanced diagnostic laboratory tests (ADLTs) and clinical diagnostic laboratory tests (CDLTs), as defined under the Protecting Access to Medicare Act (PAMA) of 2014. These analyses may include a range of medical laboratory tests including, but not limited to, multianalyte assays with algorithmic analyses (MAAA) and genomic sequencing procedures (GSP). The descriptor nomenclature follows, where possible, existing code conventions (eg, MAAA, GSP). Unless specifically noted, even though the Proprietary Laboratory Analyses section of the code set is located at the end of the Pathology and Laboratory section of the code set, a PLA code does not fulfill Category I code criteria. PLA codes are not required to fulfill the Category I criteria. The standards for inclusion in the PLA section are: The test must be commercially available in the United States for use on human specimens and The clinical laboratory or manufacturer that offers the test must request the code. For similar laboratory analyses that fulfill Category I criteria, see codes listed in the numeric 80000 series. When a PLA code is available to report a given proprietary laboratory service, that PLA code takes precedence. The service should not be reported with any other CPT® code(s) and other CPT® code(s) should not be used to report services that may be reported with that specific PLA code. These codes encompass all analytical services required for the analysis (eg, cell lysis, nucleic acid stabilization, extraction, digestion, amplification, hybridization and detection). For molecular analyses, additional procedures that are required prior to cell lysis (eg, microdissection [codes 88380 and 88381]) may be reported separately. Codes in this subsection are released on a quarterly basis to expedite dissemination for reporting. PLA codes will be published electronically on the AMA CPT® website (ama-assn.org/cpt-pla-codes), distributed via CPT® data files on a quarterly basis, and, at a minimum, made available in print annually in the CPT® codebook. See the Introduction section of the CPT® code set for a complete list of the dates of release and implementation. All codes that are included in this section are also included in Appendix O, with the procedure's proprietary name. In order to report a PLA code, the analysis performed must fulfill the code descriptor and must be the test represented by the proprietary name listed in Appendix O. In some instances, the descriptor language of PLA codes may be identical and the code may only be differentiated by the listed proprietary name in Appendix O. When more than one PLA has an identical descriptor, the codes will be denoted by the symbol "â™“." All PLA tests will have assigned codes in the PLA section of the code set. Any PLA coded test(s) that satisfies Category I criteria and has been accepted by the CPT® Editorial Panel will be designated by the addition of the symbol "^" to the existing PLA code and will remain in the PLA section of the code set. If a proprietary test has already been accepted for a Category I code and a code has not been published, subsequent application for a PLA code will take precedence. The code will only be placed in the PLA section. The accuracy of a PLA code is to be maintained by the original applicant, or the current owner of the test kit or laboratory performing the proprietary test. A new PLA code is required when: 1. Additional nucleic acid (DNA or RNA) and/or protein analysis(es) are added to the current PLA test, or 2. The name of the PLA test has changed in association with changes in test performance or test characteristics. The addition or modification of the therapeutic applications of the test require submission of a code change application, but it may not require a new code number. | 0001U-0599U | https://www.aapc.com/codes/cpt-codes/0003U | 2025-10-27T16:43:10.592629Z
0005U | Oncology (prostate) gene expression profile by real-time RT-PCR of 3 genes (ERG, PCA3, and SPDEF), urine, algorithm reported as risk score | This is a Proprietary Laboratory Analyses (PLA) code, meaning that the code describes only one unique lab test made by a specific manufacturer or performed by a specific lab. Code 0005U describes the ExosomeDx® Prostate (IntelliScore) from Exosome Diagnostics, Inc., which is a gene expression profiling panel, a measurement of gene activity of 3 specific genes associated with prostate cancer, on a urine specimen combined with algorithmic analysis using test results and specific patient information to report a risk score that helps the clinician manage prostate cancer. Explanation The lab analyst performs the lab tests to measure the activity of genes and express the cellular function in the form of a picture. The lab analyst also inputs the test results into a computer program to analyze the data using a specific algorithm that reports a recurrence score. Technical lab services may include gene expression profiling using highly specialized tests including real–time polymerase chain reaction (RT–PCR) of the ERG, PCA3, and SPDEF genes. The analyst gathers relevant patient data, carries out a specific algorithmic analysis, and reports the results. Gene expression profiling is a tool that identifies how likely it is that early stage prostate cancer will recur after an initial treatment of surgery, for example. This helps the provider decide on the value of administering additional treatments like chemotherapy and radiation. The profiling panel measures the activity of multiple genes in cancerous cells to determine the need for further treatment. This spares the patient unnecessary treatment in some cases and gives additional treatment when a patient needs it. This a Multianalyte Assay with Algorithmic Analysis (MAAA) test, which includes any analytical services to produce test results that become the raw data for the algorithmic analysis. These technical lab services may include chemical or biochemical assays; florescence in situ hybridization (FISH); and molecular pathology tests including steps such as cell lysis (using an agent or substance to break down cells into their components), extraction, amplification (making more copies of the gene), and hybridization/detection. The MAAA code also includes gathering relevant patient data, carrying out the algorithmic analysis, and reporting the results. Terminology Algorithm: A specific set of step by step calculations using defined inputs at each step to produce a useful output; specifically for MAAAs, the output involves some sort of diagnostic or prognostic information about treatment options or disease outcomes. Chemotherapy: Cancer treatment using chemical agents and drugs. Gene: Specific nucleic acid sequence associated with a unique function in the body such as production of a specific protein. Multianalyte assays with algorithmic analyses (MAAA): A set of codes generally unique to a single clinical laboratory or manufacture; they typically list all the analytic and algorithmic analysis for a type of disease, such a cancer; the type and number of analytes, such as proteins; the lab methods, such as immunoassay; the specimen type, such as blood; and the result type, such as prognostic risk score. Polymerase chain reaction (PCR): A rapid technique for making more copies (amplifying) of a DNA or RNA sequence used in the laboratory. Prostate: A small gland that is part of the reproductive system in males and located just below the urinary bladder; secretes prostatic fluid, a component of semen. Radiation therapy: Application of high frequency radiation to target and destroy cancerous tumors; also known as radiotherapy. Tips Report one unit of this code for a single specimen analyzed on a single date of service. Additional Info “U” codes are included in the CPT® code set to identify specific proprietary laboratory analyses (PLA) tests. PLA codes take precedence over the usual 80000 series codes for laboratory/pathology. Use this code only for the above–described test; do not report this test using any other CPT® code. PLA code descriptors follow existing code conventions when possible, and lab techniques used include multianalyte assays with algorithmic analyses (MAAA) and genomic sequencing procedures (GSP), among others. Read Less | Range Specific Guideline Proprietary laboratory analyses (PLA) codes describe proprietary clinical laboratory analyses and can be either provided by a single ("sole-source") laboratory or licensed or marketed to multiple providing laboratories (eg, cleared or approved by the Food and Drug Administration [FDA]). This subsection includes advanced diagnostic laboratory tests (ADLTs) and clinical diagnostic laboratory tests (CDLTs), as defined under the Protecting Access to Medicare Act (PAMA) of 2014. These analyses may include a range of medical laboratory tests including, but not limited to, multianalyte assays with algorithmic analyses (MAAA) and genomic sequencing procedures (GSP). The descriptor nomenclature follows, where possible, existing code conventions (eg, MAAA, GSP). Unless specifically noted, even though the Proprietary Laboratory Analyses section of the code set is located at the end of the Pathology and Laboratory section of the code set, a PLA code does not fulfill Category I code criteria. PLA codes are not required to fulfill the Category I criteria. The standards for inclusion in the PLA section are: The test must be commercially available in the United States for use on human specimens and The clinical laboratory or manufacturer that offers the test must request the code. For similar laboratory analyses that fulfill Category I criteria, see codes listed in the numeric 80000 series. When a PLA code is available to report a given proprietary laboratory service, that PLA code takes precedence. The service should not be reported with any other CPT® code(s) and other CPT® code(s) should not be used to report services that may be reported with that specific PLA code. These codes encompass all analytical services required for the analysis (eg, cell lysis, nucleic acid stabilization, extraction, digestion, amplification, hybridization and detection). For molecular analyses, additional procedures that are required prior to cell lysis (eg, microdissection [codes 88380 and 88381]) may be reported separately. Codes in this subsection are released on a quarterly basis to expedite dissemination for reporting. PLA codes will be published electronically on the AMA CPT® website (ama-assn.org/cpt-pla-codes), distributed via CPT® data files on a quarterly basis, and, at a minimum, made available in print annually in the CPT® codebook. See the Introduction section of the CPT® code set for a complete list of the dates of release and implementation. All codes that are included in this section are also included in Appendix O, with the procedure's proprietary name. In order to report a PLA code, the analysis performed must fulfill the code descriptor and must be the test represented by the proprietary name listed in Appendix O. In some instances, the descriptor language of PLA codes may be identical and the code may only be differentiated by the listed proprietary name in Appendix O. When more than one PLA has an identical descriptor, the codes will be denoted by the symbol "â™“." All PLA tests will have assigned codes in the PLA section of the code set. Any PLA coded test(s) that satisfies Category I criteria and has been accepted by the CPT® Editorial Panel will be designated by the addition of the symbol "^" to the existing PLA code and will remain in the PLA section of the code set. If a proprietary test has already been accepted for a Category I code and a code has not been published, subsequent application for a PLA code will take precedence. The code will only be placed in the PLA section. The accuracy of a PLA code is to be maintained by the original applicant, or the current owner of the test kit or laboratory performing the proprietary test. A new PLA code is required when: 1. Additional nucleic acid (DNA or RNA) and/or protein analysis(es) are added to the current PLA test, or 2. The name of the PLA test has changed in association with changes in test performance or test characteristics. The addition or modification of the therapeutic applications of the test require submission of a code change application, but it may not require a new code number. | 0001U-0599U | https://www.aapc.com/codes/cpt-codes/0005U | 2025-10-27T16:43:28.967274Z
0007U | Drug test(s), presumptive, with definitive confirmation of positive results, any number of drug classes, urine, includes specimen verification including DNA authentication in comparison to buccal DNA, per date of service | This is a Proprietary Laboratory Analyses (PLA) code, meaning that the code describes only one unique lab test made by a specific manufacturer or performed by a specific lab. Code 0007U describes ToxProtect by Genotox Laboratories LTD, which is a presumptive urine drug screen test with confirmation of any drugs identified, plus a DNA analysis of a buccal (cheek) swab to authenticate the urine source. Explanation The test uses laboratory methods to screen for the presence of a wide range of controlled substances in urine specimens. Using a cheek swab specimen collected at the same time as the urine specimen, the lab uses genomic sequencing methods to definitively match the urine and buccal cells to ensure that the specimen is human urine taken from the intended patient. Although not limited to testing for a specific condition, clinicians may order this test to screen for illicit drug use, monitor medication compliance, and evaluate the presence of various drugs, over–the–counter ingredients, and metabolites, while ensuring specimen authenticity. Terminology Presumptive: A term to describe a type of test that establishes either that a substance definitely is not a specific substance, or that it probably is the specific substance; confirmatory tests commonly follow presumptive tests to establish a definitive, or certain, identification. Tips Report one unit of this code on a single date for testing a urine specimen and buccal swab to screen for any number of drug classes and authenticate the specimen. Additional Info “U” codes are included in the CPT® code set to identify specific proprietary laboratory analyses (PLA) tests. PLA codes take precedence over the usual 80000 series codes for laboratory/pathology. Use this code only for the above–described test; do not report this test using any other CPT® code. PLA code descriptors follow existing code conventions when possible, and lab techniques used include multianalyte assays with algorithmic analyses (MAAA) and genomic sequencing procedures (GSP), among others. Read Less | Range Specific Guideline Proprietary laboratory analyses (PLA) codes describe proprietary clinical laboratory analyses and can be either provided by a single ("sole-source") laboratory or licensed or marketed to multiple providing laboratories (eg, cleared or approved by the Food and Drug Administration [FDA]). This subsection includes advanced diagnostic laboratory tests (ADLTs) and clinical diagnostic laboratory tests (CDLTs), as defined under the Protecting Access to Medicare Act (PAMA) of 2014. These analyses may include a range of medical laboratory tests including, but not limited to, multianalyte assays with algorithmic analyses (MAAA) and genomic sequencing procedures (GSP). The descriptor nomenclature follows, where possible, existing code conventions (eg, MAAA, GSP). Unless specifically noted, even though the Proprietary Laboratory Analyses section of the code set is located at the end of the Pathology and Laboratory section of the code set, a PLA code does not fulfill Category I code criteria. PLA codes are not required to fulfill the Category I criteria. The standards for inclusion in the PLA section are: The test must be commercially available in the United States for use on human specimens and The clinical laboratory or manufacturer that offers the test must request the code. For similar laboratory analyses that fulfill Category I criteria, see codes listed in the numeric 80000 series. When a PLA code is available to report a given proprietary laboratory service, that PLA code takes precedence. The service should not be reported with any other CPT® code(s) and other CPT® code(s) should not be used to report services that may be reported with that specific PLA code. These codes encompass all analytical services required for the analysis (eg, cell lysis, nucleic acid stabilization, extraction, digestion, amplification, hybridization and detection). For molecular analyses, additional procedures that are required prior to cell lysis (eg, microdissection [codes 88380 and 88381]) may be reported separately. Codes in this subsection are released on a quarterly basis to expedite dissemination for reporting. PLA codes will be published electronically on the AMA CPT® website (ama-assn.org/cpt-pla-codes), distributed via CPT® data files on a quarterly basis, and, at a minimum, made available in print annually in the CPT® codebook. See the Introduction section of the CPT® code set for a complete list of the dates of release and implementation. All codes that are included in this section are also included in Appendix O, with the procedure's proprietary name. In order to report a PLA code, the analysis performed must fulfill the code descriptor and must be the test represented by the proprietary name listed in Appendix O. In some instances, the descriptor language of PLA codes may be identical and the code may only be differentiated by the listed proprietary name in Appendix O. When more than one PLA has an identical descriptor, the codes will be denoted by the symbol "â™“." All PLA tests will have assigned codes in the PLA section of the code set. Any PLA coded test(s) that satisfies Category I criteria and has been accepted by the CPT® Editorial Panel will be designated by the addition of the symbol "^" to the existing PLA code and will remain in the PLA section of the code set. If a proprietary test has already been accepted for a Category I code and a code has not been published, subsequent application for a PLA code will take precedence. The code will only be placed in the PLA section. The accuracy of a PLA code is to be maintained by the original applicant, or the current owner of the test kit or laboratory performing the proprietary test. A new PLA code is required when: 1. Additional nucleic acid (DNA or RNA) and/or protein analysis(es) are added to the current PLA test, or 2. The name of the PLA test has changed in association with changes in test performance or test characteristics. The addition or modification of the therapeutic applications of the test require submission of a code change application, but it may not require a new code number. | 0001U-0599U | https://www.aapc.com/codes/cpt-codes/0007U | 2025-10-27T16:43:46.407304Z
0008U | Helicobacter pylori detection and antibiotic resistance, DNA, 16S and 23S rRNA, gyrA, pbp1, rdxA and rpoB, next generation sequencing, formalin-fixed paraffin-embedded or fresh tissue or fecal sample, predictive, reported as positive or negative for resistance to clarithromycin, fluoroquinolones, metronidazole, amoxicillin, tetracycline, and rifabutin | This is a Proprietary Laboratory Analyses (PLA) code, meaning that the code describes only one unique lab test made by a specific manufacturer or performed by a specific lab. Code 0008U describes the AmHPR Helicobacter pylori Antibiotic Resistance Panel by American Molecular Laboratories, Inc., which is a gene sequence analysis to test a fresh tissue specimen or fecal specimen for H. pylori antibiotic resistance. Explanation The test uses next–generation sequencing procedures on a fresh or formalin–fixed paraffin–embedded (FFPE) tissue, such as a gastric biopsy, or a fecal specimen to interrogate six genes listed in the code that are associated with resistance to six antibiotics commonly used to treat H. pylori infection. Although not limited to testing for a specific condition, clinicians may order this test to aid in the selection of antibiotic treatment for H. pylori in conditions such as gastric ulcers. Terminology Gene: Specific nucleic acid sequence associated with a unique function in the body such as production of a specific protein. Helicobacter pylori: This gram–negative, comma– or spiral–shaped organism is implicated as the causative agent of most stomach and duodenal ulcers; it is also thought to be associated with cancer of the stomach and duodenum. Additional Info “U” codes are included in the CPT® code set to identify specific proprietary laboratory analyses (PLA) tests. PLA codes take precedence over the usual 80000 series codes for laboratory/pathology. Use this code only for the above–described test; do not report this test using any other CPT® code. PLA code descriptors follow existing code conventions when possible, and lab techniques used include multianalyte assays with algorithmic analyses (MAAA) and genomic sequencing procedures (GSP), among others. Read Less | Range Specific Guideline Proprietary laboratory analyses (PLA) codes describe proprietary clinical laboratory analyses and can be either provided by a single ("sole-source") laboratory or licensed or marketed to multiple providing laboratories (eg, cleared or approved by the Food and Drug Administration [FDA]). This subsection includes advanced diagnostic laboratory tests (ADLTs) and clinical diagnostic laboratory tests (CDLTs), as defined under the Protecting Access to Medicare Act (PAMA) of 2014. These analyses may include a range of medical laboratory tests including, but not limited to, multianalyte assays with algorithmic analyses (MAAA) and genomic sequencing procedures (GSP). The descriptor nomenclature follows, where possible, existing code conventions (eg, MAAA, GSP). Unless specifically noted, even though the Proprietary Laboratory Analyses section of the code set is located at the end of the Pathology and Laboratory section of the code set, a PLA code does not fulfill Category I code criteria. PLA codes are not required to fulfill the Category I criteria. The standards for inclusion in the PLA section are: The test must be commercially available in the United States for use on human specimens and The clinical laboratory or manufacturer that offers the test must request the code. For similar laboratory analyses that fulfill Category I criteria, see codes listed in the numeric 80000 series. When a PLA code is available to report a given proprietary laboratory service, that PLA code takes precedence. The service should not be reported with any other CPT® code(s) and other CPT® code(s) should not be used to report services that may be reported with that specific PLA code. These codes encompass all analytical services required for the analysis (eg, cell lysis, nucleic acid stabilization, extraction, digestion, amplification, hybridization and detection). For molecular analyses, additional procedures that are required prior to cell lysis (eg, microdissection [codes 88380 and 88381]) may be reported separately. Codes in this subsection are released on a quarterly basis to expedite dissemination for reporting. PLA codes will be published electronically on the AMA CPT® website (ama-assn.org/cpt-pla-codes), distributed via CPT® data files on a quarterly basis, and, at a minimum, made available in print annually in the CPT® codebook. See the Introduction section of the CPT® code set for a complete list of the dates of release and implementation. All codes that are included in this section are also included in Appendix O, with the procedure's proprietary name. In order to report a PLA code, the analysis performed must fulfill the code descriptor and must be the test represented by the proprietary name listed in Appendix O. In some instances, the descriptor language of PLA codes may be identical and the code may only be differentiated by the listed proprietary name in Appendix O. When more than one PLA has an identical descriptor, the codes will be denoted by the symbol "â™“." All PLA tests will have assigned codes in the PLA section of the code set. Any PLA coded test(s) that satisfies Category I criteria and has been accepted by the CPT® Editorial Panel will be designated by the addition of the symbol "^" to the existing PLA code and will remain in the PLA section of the code set. If a proprietary test has already been accepted for a Category I code and a code has not been published, subsequent application for a PLA code will take precedence. The code will only be placed in the PLA section. The accuracy of a PLA code is to be maintained by the original applicant, or the current owner of the test kit or laboratory performing the proprietary test. A new PLA code is required when: 1. Additional nucleic acid (DNA or RNA) and/or protein analysis(es) are added to the current PLA test, or 2. The name of the PLA test has changed in association with changes in test performance or test characteristics. The addition or modification of the therapeutic applications of the test require submission of a code change application, but it may not require a new code number. | 0001U-0599U | https://www.aapc.com/codes/cpt-codes/0008U | 2025-10-27T16:44:04.383969Z
0009U | Oncology (breast cancer), ERBB2 (HER2) copy number by FISH, tumor cells from formalin-fixed paraffin-embedded tissue isolated using image-based dielectrophoresis (DEP) sorting, reported as ERBB2 gene amplified or non-amplified | This is a Proprietary Laboratory Analyses (PLA) code, meaning that the code describes only one unique lab test made by a specific manufacturer or performed by a specific lab. Code 0009U describes DEPArray™ HER2 by PacificDx, which involves a tumor–cell isolation procedure followed by fluorescence in situ hybridization (FISH) analysis of the tumor cells to indicate if the HER2 gene, also called ERBB2, is amplified or not amplified. Explanation The lab analyst processes formalin–fixed paraffin–embedded tissue into a stained–cell suspension from which a proprietary process digitally sorts and isolates tumor cells. Using the purified tumor cells, the lab analyst performs fluorescence in situ hybridization (FISH) to assess tumor cells for amplification of the HER2 gene. Although not limited to testing for a specific condition, clinicians may order this test to predict patient response to anti–HER2 drug therapies for conditions such as breast cancer. Terminology Hybridization: Forming a double stranded DNA or RNA molecule by combining two complementary single strands, usually to identify a genetic mutation. Additional Info “U” codes are included in the CPT® code set to identify specific proprietary laboratory analyses (PLA) tests. PLA codes take precedence over the usual 80000 series codes for laboratory/pathology. Use this code only for the above–described test; do not report this test using any other CPT® code. PLA code descriptors follow existing code conventions when possible, and lab techniques used include multianalyte assays with algorithmic analyses (MAAA) and genomic sequencing procedures (GSP), among others. Read Less | Range Specific Guideline Proprietary laboratory analyses (PLA) codes describe proprietary clinical laboratory analyses and can be either provided by a single ("sole-source") laboratory or licensed or marketed to multiple providing laboratories (eg, cleared or approved by the Food and Drug Administration [FDA]). This subsection includes advanced diagnostic laboratory tests (ADLTs) and clinical diagnostic laboratory tests (CDLTs), as defined under the Protecting Access to Medicare Act (PAMA) of 2014. These analyses may include a range of medical laboratory tests including, but not limited to, multianalyte assays with algorithmic analyses (MAAA) and genomic sequencing procedures (GSP). The descriptor nomenclature follows, where possible, existing code conventions (eg, MAAA, GSP). Unless specifically noted, even though the Proprietary Laboratory Analyses section of the code set is located at the end of the Pathology and Laboratory section of the code set, a PLA code does not fulfill Category I code criteria. PLA codes are not required to fulfill the Category I criteria. The standards for inclusion in the PLA section are: The test must be commercially available in the United States for use on human specimens and The clinical laboratory or manufacturer that offers the test must request the code. For similar laboratory analyses that fulfill Category I criteria, see codes listed in the numeric 80000 series. When a PLA code is available to report a given proprietary laboratory service, that PLA code takes precedence. The service should not be reported with any other CPT® code(s) and other CPT® code(s) should not be used to report services that may be reported with that specific PLA code. These codes encompass all analytical services required for the analysis (eg, cell lysis, nucleic acid stabilization, extraction, digestion, amplification, hybridization and detection). For molecular analyses, additional procedures that are required prior to cell lysis (eg, microdissection [codes 88380 and 88381]) may be reported separately. Codes in this subsection are released on a quarterly basis to expedite dissemination for reporting. PLA codes will be published electronically on the AMA CPT® website (ama-assn.org/cpt-pla-codes), distributed via CPT® data files on a quarterly basis, and, at a minimum, made available in print annually in the CPT® codebook. See the Introduction section of the CPT® code set for a complete list of the dates of release and implementation. All codes that are included in this section are also included in Appendix O, with the procedure's proprietary name. In order to report a PLA code, the analysis performed must fulfill the code descriptor and must be the test represented by the proprietary name listed in Appendix O. In some instances, the descriptor language of PLA codes may be identical and the code may only be differentiated by the listed proprietary name in Appendix O. When more than one PLA has an identical descriptor, the codes will be denoted by the symbol "â™“." All PLA tests will have assigned codes in the PLA section of the code set. Any PLA coded test(s) that satisfies Category I criteria and has been accepted by the CPT® Editorial Panel will be designated by the addition of the symbol "^" to the existing PLA code and will remain in the PLA section of the code set. If a proprietary test has already been accepted for a Category I code and a code has not been published, subsequent application for a PLA code will take precedence. The code will only be placed in the PLA section. The accuracy of a PLA code is to be maintained by the original applicant, or the current owner of the test kit or laboratory performing the proprietary test. A new PLA code is required when: 1. Additional nucleic acid (DNA or RNA) and/or protein analysis(es) are added to the current PLA test, or 2. The name of the PLA test has changed in association with changes in test performance or test characteristics. The addition or modification of the therapeutic applications of the test require submission of a code change application, but it may not require a new code number. | 0001U-0599U | https://www.aapc.com/codes/cpt-codes/0009U | 2025-10-27T16:44:22.378717Z
0010U | Infectious disease (bacterial), strain typing by whole genome sequencing, phylogenetic-based report of strain relatedness, per submitted isolate | This is a Proprietary Laboratory Analyses (PLA) code, meaning that the code describes only one unique lab test made by a specific manufacturer or performed by a specific lab. Code 0010U describes Bacterial Typing by Whole Genome Sequencing by Mayo Clinic, which is a genomic sequencing test performed on multiple identified bacterial cultures to determine genetic type and report degree of relatedness. Explanation The 0010U test maps the genome of each bacterial culture isolate submitted for comparison to each other, currently performed only for Staphylococcus aureus isolates. The test uses a next generation sequencer, which is an automated instrument that determines the order of nucleotides in DNA and includes a report on the genetic relatedness of the bacterial strains identified from each isolate. Although not limited to testing for a specific condition, clinicians may order this test to help evaluate hospital–based or community outbreaks of disease, or to evaluate multiple specimens from a single patient to help identify a source of recurring infection. Terminology Bacterial culture: A laboratory test involving the cultivation of microorganisms or cells in a special growth medium. Genome: The entire genetic material of an organism, which means the entire DNA sequence. Isolate: An organism isolated on a growth medium that reproduces and grows to form colonies. Additional Info “U” codes are included in the CPT® code set to identify specific proprietary laboratory analyses (PLA) tests. PLA codes take precedence over the usual 80000 series codes for laboratory/pathology. Use this code only for the above–described test; do not report this test using any other CPT® code. PLA code descriptors follow existing code conventions when possible, and lab techniques used include multianalyte assays with algorithmic analyses (MAAA) and genomic sequencing procedures (GSP), among others. Read Less | Range Specific Guideline Proprietary laboratory analyses (PLA) codes describe proprietary clinical laboratory analyses and can be either provided by a single ("sole-source") laboratory or licensed or marketed to multiple providing laboratories (eg, cleared or approved by the Food and Drug Administration [FDA]). This subsection includes advanced diagnostic laboratory tests (ADLTs) and clinical diagnostic laboratory tests (CDLTs), as defined under the Protecting Access to Medicare Act (PAMA) of 2014. These analyses may include a range of medical laboratory tests including, but not limited to, multianalyte assays with algorithmic analyses (MAAA) and genomic sequencing procedures (GSP). The descriptor nomenclature follows, where possible, existing code conventions (eg, MAAA, GSP). Unless specifically noted, even though the Proprietary Laboratory Analyses section of the code set is located at the end of the Pathology and Laboratory section of the code set, a PLA code does not fulfill Category I code criteria. PLA codes are not required to fulfill the Category I criteria. The standards for inclusion in the PLA section are: The test must be commercially available in the United States for use on human specimens and The clinical laboratory or manufacturer that offers the test must request the code. For similar laboratory analyses that fulfill Category I criteria, see codes listed in the numeric 80000 series. When a PLA code is available to report a given proprietary laboratory service, that PLA code takes precedence. The service should not be reported with any other CPT® code(s) and other CPT® code(s) should not be used to report services that may be reported with that specific PLA code. These codes encompass all analytical services required for the analysis (eg, cell lysis, nucleic acid stabilization, extraction, digestion, amplification, hybridization and detection). For molecular analyses, additional procedures that are required prior to cell lysis (eg, microdissection [codes 88380 and 88381]) may be reported separately. Codes in this subsection are released on a quarterly basis to expedite dissemination for reporting. PLA codes will be published electronically on the AMA CPT® website (ama-assn.org/cpt-pla-codes), distributed via CPT® data files on a quarterly basis, and, at a minimum, made available in print annually in the CPT® codebook. See the Introduction section of the CPT® code set for a complete list of the dates of release and implementation. All codes that are included in this section are also included in Appendix O, with the procedure's proprietary name. In order to report a PLA code, the analysis performed must fulfill the code descriptor and must be the test represented by the proprietary name listed in Appendix O. In some instances, the descriptor language of PLA codes may be identical and the code may only be differentiated by the listed proprietary name in Appendix O. When more than one PLA has an identical descriptor, the codes will be denoted by the symbol "â™“." All PLA tests will have assigned codes in the PLA section of the code set. Any PLA coded test(s) that satisfies Category I criteria and has been accepted by the CPT® Editorial Panel will be designated by the addition of the symbol "^" to the existing PLA code and will remain in the PLA section of the code set. If a proprietary test has already been accepted for a Category I code and a code has not been published, subsequent application for a PLA code will take precedence. The code will only be placed in the PLA section. The accuracy of a PLA code is to be maintained by the original applicant, or the current owner of the test kit or laboratory performing the proprietary test. A new PLA code is required when: 1. Additional nucleic acid (DNA or RNA) and/or protein analysis(es) are added to the current PLA test, or 2. The name of the PLA test has changed in association with changes in test performance or test characteristics. The addition or modification of the therapeutic applications of the test require submission of a code change application, but it may not require a new code number. | 0001U-0599U | https://www.aapc.com/codes/cpt-codes/0010U | 2025-10-27T16:44:40.385161Z
0011U | Prescription drug monitoring, evaluation of drugs present by LC-MS/MS, using oral fluid, reported as a comparison to an estimated steady-state range, per date of service including all drug compounds and metabolites | This is a Proprietary Laboratory Analyses (PLA) code, meaning that the code describes only one unique lab test made by a specific manufacturer or performed by a specific lab. Code 0011U describes Cordant CORE™ by Cordant Health Solutions, which is a drug test on an oral fluid specimen plus an algorithmic analysis using patient data and the lab test results to report a comparison of drug(s) in the sample to an estimated steady–state range. Explanation The test uses liquid chromatography tandem mass spectrometry (LCMS/MS) to precisely identify and determine concentration of analyte(s) in an oral fluid sample. Code 0011U also includes an algorithmic analysis, making this a Multianalyte Assay with Algorithmic Analysis (MAAA) test that uses the LCMS/MS results and patient information such as weight, medication dosage, and oral pH to report a comparison of specimen drug levels to estimated steady–state drug levels. The test includes all drug(s) and metabolite(s) evaluated on a single date of service. Although not limited to testing for a specific condition, clinicians may order this test to evaluate whether a patient is at steady–state for prescription medications without urine collection, which is more subject to adulterated samples, or blood sampling, which prior methods required for steady–state evaluation. Terminology Algorithm: A specific set of step–by–step calculations using defined inputs at each step to produce a useful output. Multianalyte assays with algorithmic analyses (MAAA): A set of codes generally unique to a single clinical laboratory or manufacture; they typically list all the analytic and algorithmic analysis for a type of disease, such a cancer; the type and number of analytes, such as proteins; the lab methods, such as immunoassay; the specimen type, such as blood; and the result type, such as prognostic risk score. Tips Report one unit of this code for a single specimen analyzed on a single date of service for all drugs and metabolites. Additional Info “U” codes are included in the CPT® code set to identify specific proprietary laboratory analyses (PLA) tests. PLA codes take precedence over the usual 80000 series codes for laboratory/pathology. Use this code only for the above–described test; do not report this test using any other CPT® code. PLA code descriptors follow existing code conventions when possible, and lab techniques used include multianalyte assays with algorithmic analyses (MAAA) and genomic sequencing procedures (GSP), among others. Read Less | Range Specific Guideline Proprietary laboratory analyses (PLA) codes describe proprietary clinical laboratory analyses and can be either provided by a single ("sole-source") laboratory or licensed or marketed to multiple providing laboratories (eg, cleared or approved by the Food and Drug Administration [FDA]). This subsection includes advanced diagnostic laboratory tests (ADLTs) and clinical diagnostic laboratory tests (CDLTs), as defined under the Protecting Access to Medicare Act (PAMA) of 2014. These analyses may include a range of medical laboratory tests including, but not limited to, multianalyte assays with algorithmic analyses (MAAA) and genomic sequencing procedures (GSP). The descriptor nomenclature follows, where possible, existing code conventions (eg, MAAA, GSP). Unless specifically noted, even though the Proprietary Laboratory Analyses section of the code set is located at the end of the Pathology and Laboratory section of the code set, a PLA code does not fulfill Category I code criteria. PLA codes are not required to fulfill the Category I criteria. The standards for inclusion in the PLA section are: The test must be commercially available in the United States for use on human specimens and The clinical laboratory or manufacturer that offers the test must request the code. For similar laboratory analyses that fulfill Category I criteria, see codes listed in the numeric 80000 series. When a PLA code is available to report a given proprietary laboratory service, that PLA code takes precedence. The service should not be reported with any other CPT® code(s) and other CPT® code(s) should not be used to report services that may be reported with that specific PLA code. These codes encompass all analytical services required for the analysis (eg, cell lysis, nucleic acid stabilization, extraction, digestion, amplification, hybridization and detection). For molecular analyses, additional procedures that are required prior to cell lysis (eg, microdissection [codes 88380 and 88381]) may be reported separately. Codes in this subsection are released on a quarterly basis to expedite dissemination for reporting. PLA codes will be published electronically on the AMA CPT® website (ama-assn.org/cpt-pla-codes), distributed via CPT® data files on a quarterly basis, and, at a minimum, made available in print annually in the CPT® codebook. See the Introduction section of the CPT® code set for a complete list of the dates of release and implementation. All codes that are included in this section are also included in Appendix O, with the procedure's proprietary name. In order to report a PLA code, the analysis performed must fulfill the code descriptor and must be the test represented by the proprietary name listed in Appendix O. In some instances, the descriptor language of PLA codes may be identical and the code may only be differentiated by the listed proprietary name in Appendix O. When more than one PLA has an identical descriptor, the codes will be denoted by the symbol "â™“." All PLA tests will have assigned codes in the PLA section of the code set. Any PLA coded test(s) that satisfies Category I criteria and has been accepted by the CPT® Editorial Panel will be designated by the addition of the symbol "^" to the existing PLA code and will remain in the PLA section of the code set. If a proprietary test has already been accepted for a Category I code and a code has not been published, subsequent application for a PLA code will take precedence. The code will only be placed in the PLA section. The accuracy of a PLA code is to be maintained by the original applicant, or the current owner of the test kit or laboratory performing the proprietary test. A new PLA code is required when: 1. Additional nucleic acid (DNA or RNA) and/or protein analysis(es) are added to the current PLA test, or 2. The name of the PLA test has changed in association with changes in test performance or test characteristics. The addition or modification of the therapeutic applications of the test require submission of a code change application, but it may not require a new code number. | 0001U-0599U | https://www.aapc.com/codes/cpt-codes/0011U | 2025-10-27T16:44:58.491237Z
0016U | Oncology (hematolymphoid neoplasia), RNA, BCR/ABL1 major and minor breakpoint fusion transcripts, quantitative PCR amplification, blood or bone marrow, report of fusion not detected or detected with quantitation | This is a Proprietary Laboratory Analyses (PLA) code, meaning that the code describes a unique lab test made by a specific manufacturer or performed by a specific lab. Code 0016U describes BCR–ABL1 major and minor breakpoint fusion transcripts by University of Iowa, Department of Pathology or Asuragen, on whole blood or bone marrow aspiration specimens. Explanation The test uses reverse transcription quantitative polymerase chain reaction (RT–qPCR) to report the BCR–ABL fusion transcript breakpoint for newly–diagnosed patients and quantify the ratio of BCR–ABL fusion transcript to ABL1. Although not limited to testing for a specific condition, clinicians may order this test to monitor therapeutic response of Chronic Myeloid Leukemia (CML) patients during treatment such as imatinib or stem cell transplantation, and for certain patients with acute lymphoblastic leukemia (ALL). Terminology Breakpoint: Location of chromosome breakage during translocation. Tips Some payers may pay separately for collecting the specimen using a code such as 36415. Additional Info “U” codes are included in the CPT® code set to identify specific proprietary laboratory analyses (PLA) tests. PLA codes take precedence over the usual 80000 series codes for laboratory/pathology. Use this code only for the above–described test; do not report this test using any other CPT® code. PLA code descriptors follow existing code conventions when possible, and lab techniques used include multianalyte assays with algorithmic analyses (MAAA) and genomic sequencing procedures (GSP), among others. Read Less | Range Specific Guideline Proprietary laboratory analyses (PLA) codes describe proprietary clinical laboratory analyses and can be either provided by a single ("sole-source") laboratory or licensed or marketed to multiple providing laboratories (eg, cleared or approved by the Food and Drug Administration [FDA]). This subsection includes advanced diagnostic laboratory tests (ADLTs) and clinical diagnostic laboratory tests (CDLTs), as defined under the Protecting Access to Medicare Act (PAMA) of 2014. These analyses may include a range of medical laboratory tests including, but not limited to, multianalyte assays with algorithmic analyses (MAAA) and genomic sequencing procedures (GSP). The descriptor nomenclature follows, where possible, existing code conventions (eg, MAAA, GSP). Unless specifically noted, even though the Proprietary Laboratory Analyses section of the code set is located at the end of the Pathology and Laboratory section of the code set, a PLA code does not fulfill Category I code criteria. PLA codes are not required to fulfill the Category I criteria. The standards for inclusion in the PLA section are: The test must be commercially available in the United States for use on human specimens and The clinical laboratory or manufacturer that offers the test must request the code. For similar laboratory analyses that fulfill Category I criteria, see codes listed in the numeric 80000 series. When a PLA code is available to report a given proprietary laboratory service, that PLA code takes precedence. The service should not be reported with any other CPT® code(s) and other CPT® code(s) should not be used to report services that may be reported with that specific PLA code. These codes encompass all analytical services required for the analysis (eg, cell lysis, nucleic acid stabilization, extraction, digestion, amplification, hybridization and detection). For molecular analyses, additional procedures that are required prior to cell lysis (eg, microdissection [codes 88380 and 88381]) may be reported separately. Codes in this subsection are released on a quarterly basis to expedite dissemination for reporting. PLA codes will be published electronically on the AMA CPT® website (ama-assn.org/cpt-pla-codes), distributed via CPT® data files on a quarterly basis, and, at a minimum, made available in print annually in the CPT® codebook. See the Introduction section of the CPT® code set for a complete list of the dates of release and implementation. All codes that are included in this section are also included in Appendix O, with the procedure's proprietary name. In order to report a PLA code, the analysis performed must fulfill the code descriptor and must be the test represented by the proprietary name listed in Appendix O. In some instances, the descriptor language of PLA codes may be identical and the code may only be differentiated by the listed proprietary name in Appendix O. When more than one PLA has an identical descriptor, the codes will be denoted by the symbol "â™“." All PLA tests will have assigned codes in the PLA section of the code set. Any PLA coded test(s) that satisfies Category I criteria and has been accepted by the CPT® Editorial Panel will be designated by the addition of the symbol "^" to the existing PLA code and will remain in the PLA section of the code set. If a proprietary test has already been accepted for a Category I code and a code has not been published, subsequent application for a PLA code will take precedence. The code will only be placed in the PLA section. The accuracy of a PLA code is to be maintained by the original applicant, or the current owner of the test kit or laboratory performing the proprietary test. A new PLA code is required when: 1. Additional nucleic acid (DNA or RNA) and/or protein analysis(es) are added to the current PLA test, or 2. The name of the PLA test has changed in association with changes in test performance or test characteristics. The addition or modification of the therapeutic applications of the test require submission of a code change application, but it may not require a new code number. | 0001U-0599U | https://www.aapc.com/codes/cpt-codes/0016U | 2025-10-27T16:45:16.047697Z
0017U | Oncology (hematolymphoid neoplasia), JAK2 mutation, DNA, PCR amplification of exons 12-14 and sequence analysis, blood or bone marrow, report of JAK2 mutation not detected or detected | This is a Proprietary Laboratory Analyses (PLA) code, meaning that the code describes only one unique lab test made by a specific manufacturer or performed by a specific lab. Code 0017U describes JAK2 Mutation by University of Iowa, Department of Pathology, which analyzes the gene sequence from blood or bone marrow specimens to report the presence or absence of JAK2 mutation in exons 12–14. Explanation The test uses polymerase chain reaction (PCR) and gene sequence analysis to identify JAK2 exon 12–14 gene mutation, if present. Although not limited to testing for a specific condition, clinicians may order this test for patients with hematolymphoid neoplasia conditions such as polycythemia vera and myelofibrosis who test negative for the common JAK2 V617F mutation. Terminology Gene: Specific nucleic acid sequence associated with a unique function in the body such as production of a specific protein. Mutation: An alteration in a deoxyribonucleic acid (DNA) sequence that may lead to pathologic changes in the organism. Tips Some payers may pay separately for collecting the specimen using a code such as 36415. Additional Info “U” codes are included in the CPT® code set to identify specific proprietary laboratory analyses (PLA) tests. PLA codes take precedence over the usual 80000 series codes for laboratory/pathology. Use this code only for the above–described test; do not report this test using any other CPT® code. PLA code descriptors follow existing code conventions when possible, and lab techniques used include multianalyte assays with algorithmic analyses (MAAA) and genomic sequencing procedures (GSP), among others. Read Less | Range Specific Guideline Proprietary laboratory analyses (PLA) codes describe proprietary clinical laboratory analyses and can be either provided by a single ("sole-source") laboratory or licensed or marketed to multiple providing laboratories (eg, cleared or approved by the Food and Drug Administration [FDA]). This subsection includes advanced diagnostic laboratory tests (ADLTs) and clinical diagnostic laboratory tests (CDLTs), as defined under the Protecting Access to Medicare Act (PAMA) of 2014. These analyses may include a range of medical laboratory tests including, but not limited to, multianalyte assays with algorithmic analyses (MAAA) and genomic sequencing procedures (GSP). The descriptor nomenclature follows, where possible, existing code conventions (eg, MAAA, GSP). Unless specifically noted, even though the Proprietary Laboratory Analyses section of the code set is located at the end of the Pathology and Laboratory section of the code set, a PLA code does not fulfill Category I code criteria. PLA codes are not required to fulfill the Category I criteria. The standards for inclusion in the PLA section are: The test must be commercially available in the United States for use on human specimens and The clinical laboratory or manufacturer that offers the test must request the code. For similar laboratory analyses that fulfill Category I criteria, see codes listed in the numeric 80000 series. When a PLA code is available to report a given proprietary laboratory service, that PLA code takes precedence. The service should not be reported with any other CPT® code(s) and other CPT® code(s) should not be used to report services that may be reported with that specific PLA code. These codes encompass all analytical services required for the analysis (eg, cell lysis, nucleic acid stabilization, extraction, digestion, amplification, hybridization and detection). For molecular analyses, additional procedures that are required prior to cell lysis (eg, microdissection [codes 88380 and 88381]) may be reported separately. Codes in this subsection are released on a quarterly basis to expedite dissemination for reporting. PLA codes will be published electronically on the AMA CPT® website (ama-assn.org/cpt-pla-codes), distributed via CPT® data files on a quarterly basis, and, at a minimum, made available in print annually in the CPT® codebook. See the Introduction section of the CPT® code set for a complete list of the dates of release and implementation. All codes that are included in this section are also included in Appendix O, with the procedure's proprietary name. In order to report a PLA code, the analysis performed must fulfill the code descriptor and must be the test represented by the proprietary name listed in Appendix O. In some instances, the descriptor language of PLA codes may be identical and the code may only be differentiated by the listed proprietary name in Appendix O. When more than one PLA has an identical descriptor, the codes will be denoted by the symbol "â™“." All PLA tests will have assigned codes in the PLA section of the code set. Any PLA coded test(s) that satisfies Category I criteria and has been accepted by the CPT® Editorial Panel will be designated by the addition of the symbol "^" to the existing PLA code and will remain in the PLA section of the code set. If a proprietary test has already been accepted for a Category I code and a code has not been published, subsequent application for a PLA code will take precedence. The code will only be placed in the PLA section. The accuracy of a PLA code is to be maintained by the original applicant, or the current owner of the test kit or laboratory performing the proprietary test. A new PLA code is required when: 1. Additional nucleic acid (DNA or RNA) and/or protein analysis(es) are added to the current PLA test, or 2. The name of the PLA test has changed in association with changes in test performance or test characteristics. The addition or modification of the therapeutic applications of the test require submission of a code change application, but it may not require a new code number. | 0001U-0599U | https://www.aapc.com/codes/cpt-codes/0017U | 2025-10-27T16:45:33.693026Z
0018U | Oncology (thyroid), microRNA profiling by RT-PCR of 10 microRNA sequences, utilizing fine needle aspirate, algorithm reported as a positive or negative result for moderate to high risk of malignancy | This is a Proprietary Laboratory Analyses (PLA) code, meaning that the code describes only one unique lab test made by a specific manufacturer or performed by a specific lab. Code 0018U describes ThyraMIR by Interpace Diagnostics, which is a gene analysis of 10 micro RNA sequences from a thyroid fine needle aspirate (FNA) specimen plus an algorithmic analysis using patient data and the lab test results to report a positive or negative finding for increased thyroid cancer risk. Explanation The test uses real–time polymerase chain reaction (RT–PCR) of 10 micro RNA sequences plus patient data and an algorithmic analysis, making this a Multianalyte Assay with Algorithmic Analysis (MAAA) test. Although not limited to testing for a specific condition, clinicians may order this test for patients with indeterminate thyroid nodule cytopathology results to possibly rule out thyroid cancer and avoid unnecessary thyroid surgery. Terminology Algorithm: A specific set of step–by–step calculations using defined inputs at each step to produce a useful output. Cytopathology: Specialized study of cells to evaluate disease processes. Multianalyte assays with algorithmic analyses (MAAA): A set of codes generally unique to a single clinical laboratory or manufacture; they typically list all the analytic and algorithmic analysis for a type of disease, such a cancer; the type and number of analytes, such as proteins; the lab methods, such as immunoassay; the specimen type, such as blood; and the result type, such as prognostic risk score. Additional Info “U” codes are included in the CPT® code set to identify specific proprietary laboratory analyses (PLA) tests. PLA codes take precedence over the usual 80000 series codes for laboratory/pathology. Use this code only for the above–described test; do not report this test using any other CPT® code. PLA code descriptors follow existing code conventions when possible, and lab techniques used include multianalyte assays with algorithmic analyses (MAAA) and genomic sequencing procedures (GSP), among others. Read Less | Range Specific Guideline Proprietary laboratory analyses (PLA) codes describe proprietary clinical laboratory analyses and can be either provided by a single ("sole-source") laboratory or licensed or marketed to multiple providing laboratories (eg, cleared or approved by the Food and Drug Administration [FDA]). This subsection includes advanced diagnostic laboratory tests (ADLTs) and clinical diagnostic laboratory tests (CDLTs), as defined under the Protecting Access to Medicare Act (PAMA) of 2014. These analyses may include a range of medical laboratory tests including, but not limited to, multianalyte assays with algorithmic analyses (MAAA) and genomic sequencing procedures (GSP). The descriptor nomenclature follows, where possible, existing code conventions (eg, MAAA, GSP). Unless specifically noted, even though the Proprietary Laboratory Analyses section of the code set is located at the end of the Pathology and Laboratory section of the code set, a PLA code does not fulfill Category I code criteria. PLA codes are not required to fulfill the Category I criteria. The standards for inclusion in the PLA section are: The test must be commercially available in the United States for use on human specimens and The clinical laboratory or manufacturer that offers the test must request the code. For similar laboratory analyses that fulfill Category I criteria, see codes listed in the numeric 80000 series. When a PLA code is available to report a given proprietary laboratory service, that PLA code takes precedence. The service should not be reported with any other CPT® code(s) and other CPT® code(s) should not be used to report services that may be reported with that specific PLA code. These codes encompass all analytical services required for the analysis (eg, cell lysis, nucleic acid stabilization, extraction, digestion, amplification, hybridization and detection). For molecular analyses, additional procedures that are required prior to cell lysis (eg, microdissection [codes 88380 and 88381]) may be reported separately. Codes in this subsection are released on a quarterly basis to expedite dissemination for reporting. PLA codes will be published electronically on the AMA CPT® website (ama-assn.org/cpt-pla-codes), distributed via CPT® data files on a quarterly basis, and, at a minimum, made available in print annually in the CPT® codebook. See the Introduction section of the CPT® code set for a complete list of the dates of release and implementation. All codes that are included in this section are also included in Appendix O, with the procedure's proprietary name. In order to report a PLA code, the analysis performed must fulfill the code descriptor and must be the test represented by the proprietary name listed in Appendix O. In some instances, the descriptor language of PLA codes may be identical and the code may only be differentiated by the listed proprietary name in Appendix O. When more than one PLA has an identical descriptor, the codes will be denoted by the symbol "â™“." All PLA tests will have assigned codes in the PLA section of the code set. Any PLA coded test(s) that satisfies Category I criteria and has been accepted by the CPT® Editorial Panel will be designated by the addition of the symbol "^" to the existing PLA code and will remain in the PLA section of the code set. If a proprietary test has already been accepted for a Category I code and a code has not been published, subsequent application for a PLA code will take precedence. The code will only be placed in the PLA section. The accuracy of a PLA code is to be maintained by the original applicant, or the current owner of the test kit or laboratory performing the proprietary test. A new PLA code is required when: 1. Additional nucleic acid (DNA or RNA) and/or protein analysis(es) are added to the current PLA test, or 2. The name of the PLA test has changed in association with changes in test performance or test characteristics. The addition or modification of the therapeutic applications of the test require submission of a code change application, but it may not require a new code number. | 0001U-0599U | https://www.aapc.com/codes/cpt-codes/0018U | 2025-10-27T16:45:51.468735Z
0019U | Oncology, RNA, gene expression by whole transcriptome sequencing, formalin-fixed paraffin-embedded tissue or fresh frozen tissue, predictive algorithm reported as potential targets for therapeutic agents | This is a Proprietary Laboratory Analyses (PLA) code, meaning that the code describes only one unique lab test made by a specific manufacturer or performed by a specific lab. Code 0019U describes OncoTarget and OncoTreat by DarwinHealth and Columbia University Department of Pathology and Cell Biology, which evaluates RNA gene expression in tumor activity and uses an algorithm to match those findings with the best potential therapeutic agents for the cancer. Explanation The test uses formalin–fixed paraffin–embedded or fresh tumor tissue to sequence RNA transcription genes to identify regulator proteins and uses an algorithm to match the tumor with specific effective therapeutic agents based on the findings. Although not limited to testing for a specific condition, clinicians may order this test to help choose treatment regimens for clinical trials based on tumor–specific active regulator proteins rather than on tumor gene mutations. Terminology Algorithm: A specific set of step–by–step calculations using defined inputs at each step to produce a useful output. Deoxyribonucleic acid (DNA): A form of nucleic acid that consists of a sequence of specific biological chemicals, called nucleotides, which carry genetic information. Ribonucleic acid (RNA): One of the essential building blocks of life, along with deoxyribonucleic acid (DNA) and proteins; RNA acts as a messenger (mRNA), carrying genetic information from DNA to proteins, helps regulate cellular processes, and, like enzymes, can speed up chemical reactions. Additional Info “U” codes are included in the CPT® code set to identify specific proprietary laboratory analyses (PLA) tests. PLA codes take precedence over the usual 80000 series codes for laboratory/pathology. Use this code only for the above–described test; do not report this test using any other CPT® code. PLA code descriptors follow existing code conventions when possible, and lab techniques used include multianalyte assays with algorithmic analyses (MAAA) and genomic sequencing procedures (GSP), among others. Read Less | Range Specific Guideline Proprietary laboratory analyses (PLA) codes describe proprietary clinical laboratory analyses and can be either provided by a single ("sole-source") laboratory or licensed or marketed to multiple providing laboratories (eg, cleared or approved by the Food and Drug Administration [FDA]). This subsection includes advanced diagnostic laboratory tests (ADLTs) and clinical diagnostic laboratory tests (CDLTs), as defined under the Protecting Access to Medicare Act (PAMA) of 2014. These analyses may include a range of medical laboratory tests including, but not limited to, multianalyte assays with algorithmic analyses (MAAA) and genomic sequencing procedures (GSP). The descriptor nomenclature follows, where possible, existing code conventions (eg, MAAA, GSP). Unless specifically noted, even though the Proprietary Laboratory Analyses section of the code set is located at the end of the Pathology and Laboratory section of the code set, a PLA code does not fulfill Category I code criteria. PLA codes are not required to fulfill the Category I criteria. The standards for inclusion in the PLA section are: The test must be commercially available in the United States for use on human specimens and The clinical laboratory or manufacturer that offers the test must request the code. For similar laboratory analyses that fulfill Category I criteria, see codes listed in the numeric 80000 series. When a PLA code is available to report a given proprietary laboratory service, that PLA code takes precedence. The service should not be reported with any other CPT® code(s) and other CPT® code(s) should not be used to report services that may be reported with that specific PLA code. These codes encompass all analytical services required for the analysis (eg, cell lysis, nucleic acid stabilization, extraction, digestion, amplification, hybridization and detection). For molecular analyses, additional procedures that are required prior to cell lysis (eg, microdissection [codes 88380 and 88381]) may be reported separately. Codes in this subsection are released on a quarterly basis to expedite dissemination for reporting. PLA codes will be published electronically on the AMA CPT® website (ama-assn.org/cpt-pla-codes), distributed via CPT® data files on a quarterly basis, and, at a minimum, made available in print annually in the CPT® codebook. See the Introduction section of the CPT® code set for a complete list of the dates of release and implementation. All codes that are included in this section are also included in Appendix O, with the procedure's proprietary name. In order to report a PLA code, the analysis performed must fulfill the code descriptor and must be the test represented by the proprietary name listed in Appendix O. In some instances, the descriptor language of PLA codes may be identical and the code may only be differentiated by the listed proprietary name in Appendix O. When more than one PLA has an identical descriptor, the codes will be denoted by the symbol "â™“." All PLA tests will have assigned codes in the PLA section of the code set. Any PLA coded test(s) that satisfies Category I criteria and has been accepted by the CPT® Editorial Panel will be designated by the addition of the symbol "^" to the existing PLA code and will remain in the PLA section of the code set. If a proprietary test has already been accepted for a Category I code and a code has not been published, subsequent application for a PLA code will take precedence. The code will only be placed in the PLA section. The accuracy of a PLA code is to be maintained by the original applicant, or the current owner of the test kit or laboratory performing the proprietary test. A new PLA code is required when: 1. Additional nucleic acid (DNA or RNA) and/or protein analysis(es) are added to the current PLA test, or 2. The name of the PLA test has changed in association with changes in test performance or test characteristics. The addition or modification of the therapeutic applications of the test require submission of a code change application, but it may not require a new code number. | 0001U-0599U | https://www.aapc.com/codes/cpt-codes/0019U | 2025-10-27T16:46:09.423976Z
0021U | Oncology (prostate), detection of 8 autoantibodies (ARF 6, NKX3-1, 5'-UTR-BMI1, CEP 164, 3'-UTR-Ropporin, Desmocollin, AURKAIP-1, CSNK2A2), multiplexed immunoassay and flow cytometry serum, algorithm reported as risk score | This is a Proprietary Laboratory Analyses (PLA) code, meaning that the code describes only one unique lab test made by a specific manufacturer or performed by a specific lab. Code 0021U describes Apifiny® by Armune Bioscience, Inc., which is an immunoassay and flow cytometry serum test for eight autoantibodies coupled with an algorithm to report a risk score for prostate cancer. Explanation The procedure tests for eight autoantibodies in serum using multiplex immunoassay and flow cytometry and includes an algorithmic analysis, making this a Multianalyte Assay with Algorithmic Analysis (MAAA) test that uses the serum autoantibody results and patient information to report a risk score for prostate cancer. Although not limited to testing for a specific condition, clinicians may order this test to provide additional information to more traditional prostate tests, such as prostate specific antigen (PSA), to help define the risk of a patient having prostate cancer. Terminology Algorithm: A specific set of step–by–step calculations using defined inputs at each step to produce a useful output. Immunoassay: A biochemical test that detects an antibody/antigen reaction in a blood or body fluid sample, using an immunological reaction to an enzyme (enzyme immunoassay test) or radioactively labeled substance in a radioimmunoassay test. Multianalyte assays with algorithmic analyses (MAAA): A set of codes generally unique to a single clinical laboratory or manufacture; they typically list all the analytic and algorithmic analysis for a type of disease, such a cancer; the type and number of analytes, such as proteins; the lab methods, such as immunoassay; the specimen type, such as blood; and the result type, such as prognostic risk score. Additional Info “U” codes are included in the CPT® code set to identify specific proprietary laboratory analyses (PLA) tests. PLA codes take precedence over the usual 80000 series codes for laboratory/pathology. Use this code only for the above–described test; do not report this test using any other CPT® code. PLA code descriptors follow existing code conventions when possible, and lab techniques used include multianalyte assays with algorithmic analyses (MAAA) and genomic sequencing procedures (GSP), among others. Read Less | Range Specific Guideline Proprietary laboratory analyses (PLA) codes describe proprietary clinical laboratory analyses and can be either provided by a single ("sole-source") laboratory or licensed or marketed to multiple providing laboratories (eg, cleared or approved by the Food and Drug Administration [FDA]). This subsection includes advanced diagnostic laboratory tests (ADLTs) and clinical diagnostic laboratory tests (CDLTs), as defined under the Protecting Access to Medicare Act (PAMA) of 2014. These analyses may include a range of medical laboratory tests including, but not limited to, multianalyte assays with algorithmic analyses (MAAA) and genomic sequencing procedures (GSP). The descriptor nomenclature follows, where possible, existing code conventions (eg, MAAA, GSP). Unless specifically noted, even though the Proprietary Laboratory Analyses section of the code set is located at the end of the Pathology and Laboratory section of the code set, a PLA code does not fulfill Category I code criteria. PLA codes are not required to fulfill the Category I criteria. The standards for inclusion in the PLA section are: The test must be commercially available in the United States for use on human specimens and The clinical laboratory or manufacturer that offers the test must request the code. For similar laboratory analyses that fulfill Category I criteria, see codes listed in the numeric 80000 series. When a PLA code is available to report a given proprietary laboratory service, that PLA code takes precedence. The service should not be reported with any other CPT® code(s) and other CPT® code(s) should not be used to report services that may be reported with that specific PLA code. These codes encompass all analytical services required for the analysis (eg, cell lysis, nucleic acid stabilization, extraction, digestion, amplification, hybridization and detection). For molecular analyses, additional procedures that are required prior to cell lysis (eg, microdissection [codes 88380 and 88381]) may be reported separately. Codes in this subsection are released on a quarterly basis to expedite dissemination for reporting. PLA codes will be published electronically on the AMA CPT® website (ama-assn.org/cpt-pla-codes), distributed via CPT® data files on a quarterly basis, and, at a minimum, made available in print annually in the CPT® codebook. See the Introduction section of the CPT® code set for a complete list of the dates of release and implementation. All codes that are included in this section are also included in Appendix O, with the procedure's proprietary name. In order to report a PLA code, the analysis performed must fulfill the code descriptor and must be the test represented by the proprietary name listed in Appendix O. In some instances, the descriptor language of PLA codes may be identical and the code may only be differentiated by the listed proprietary name in Appendix O. When more than one PLA has an identical descriptor, the codes will be denoted by the symbol "â™“." All PLA tests will have assigned codes in the PLA section of the code set. Any PLA coded test(s) that satisfies Category I criteria and has been accepted by the CPT® Editorial Panel will be designated by the addition of the symbol "^" to the existing PLA code and will remain in the PLA section of the code set. If a proprietary test has already been accepted for a Category I code and a code has not been published, subsequent application for a PLA code will take precedence. The code will only be placed in the PLA section. The accuracy of a PLA code is to be maintained by the original applicant, or the current owner of the test kit or laboratory performing the proprietary test. A new PLA code is required when: 1. Additional nucleic acid (DNA or RNA) and/or protein analysis(es) are added to the current PLA test, or 2. The name of the PLA test has changed in association with changes in test performance or test characteristics. The addition or modification of the therapeutic applications of the test require submission of a code change application, but it may not require a new code number. | 0001U-0599U | https://www.aapc.com/codes/cpt-codes/0021U | 2025-10-27T16:46:27.325391Z
0022U | Targeted genomic sequence analysis panel, non-small cell lung neoplasia, DNA and RNA analysis, 23 genes, interrogation for sequence variants and rearrangements, reported as presence or absence of variants and associated therapy(ies) to consider | This is a Proprietary Laboratory Analyses (PLA) code, meaning that the code describes only one unique lab test made by a specific manufacturer or performed by a specific lab. Code 0022U describes Oncomine™ Dx Target Test by Thermo Fisher Scientific, which evaluates non–small cell lung cancer (NSCLC) or cholangiocarcinoma tumor tissue for gene sequence variants and rearrangements that might indicate possible appropriate therapies. Explanation The test evaluates non–small cell lung cancer (NSCLC) formalin–fixed paraffin–embedded tumor tissue using targeted parallel gene sequencing of 23 genes to evaluate variants and rearrangements that can impact treatment options for the cancer. Clinicians may order this test to aid in selecting appropriate therapy for NSCLC patients. Terminology Formalin–fixed paraffin–embedded (FFPE): A method to preserve a tissue specimen, such as a biopsy, and prepare it for microscopic examination; the process uses formalin (formaldehyde) to preserve (fix) the tissue and paraffin to embed the tissue in a waxy block that can be sliced thin for viewing on a microscope slide. Gene: Specific nucleic acid sequence associated with a unique function in the body such as production of a specific protein. Non–small cell lung cancer: A general term that includes all types of lung cancer except for small cell lung cancer, a more aggressive form of cancer that occurs primarily in smokers and rapidly spreads to other parts of the body. Rearrangement: Alteration in gene sequence due to breakage and reattachment. Variant: Gene that differs from the usual nucleic acid sequence due to events such as nucleotide deletions or insertions or substitutions; may cause conditions such as genetic disorders or cancer. Additional Info “U” codes are included in the CPT® code set to identify specific proprietary laboratory analyses (PLA) tests. PLA codes take precedence over the usual 80000 series codes for laboratory/pathology. Use this code only for the above–described test; do not report this test using any other CPT® code. PLA code descriptors follow existing code conventions when possible, and lab techniques used include multianalyte assays with algorithmic analyses (MAAA) and genomic sequencing procedures (GSP), among others. Read Less | Range Specific Guideline Proprietary laboratory analyses (PLA) codes describe proprietary clinical laboratory analyses and can be either provided by a single ("sole-source") laboratory or licensed or marketed to multiple providing laboratories (eg, cleared or approved by the Food and Drug Administration [FDA]). This subsection includes advanced diagnostic laboratory tests (ADLTs) and clinical diagnostic laboratory tests (CDLTs), as defined under the Protecting Access to Medicare Act (PAMA) of 2014. These analyses may include a range of medical laboratory tests including, but not limited to, multianalyte assays with algorithmic analyses (MAAA) and genomic sequencing procedures (GSP). The descriptor nomenclature follows, where possible, existing code conventions (eg, MAAA, GSP). Unless specifically noted, even though the Proprietary Laboratory Analyses section of the code set is located at the end of the Pathology and Laboratory section of the code set, a PLA code does not fulfill Category I code criteria. PLA codes are not required to fulfill the Category I criteria. The standards for inclusion in the PLA section are: The test must be commercially available in the United States for use on human specimens and The clinical laboratory or manufacturer that offers the test must request the code. For similar laboratory analyses that fulfill Category I criteria, see codes listed in the numeric 80000 series. When a PLA code is available to report a given proprietary laboratory service, that PLA code takes precedence. The service should not be reported with any other CPT® code(s) and other CPT® code(s) should not be used to report services that may be reported with that specific PLA code. These codes encompass all analytical services required for the analysis (eg, cell lysis, nucleic acid stabilization, extraction, digestion, amplification, hybridization and detection). For molecular analyses, additional procedures that are required prior to cell lysis (eg, microdissection [codes 88380 and 88381]) may be reported separately. Codes in this subsection are released on a quarterly basis to expedite dissemination for reporting. PLA codes will be published electronically on the AMA CPT® website (ama-assn.org/cpt-pla-codes), distributed via CPT® data files on a quarterly basis, and, at a minimum, made available in print annually in the CPT® codebook. See the Introduction section of the CPT® code set for a complete list of the dates of release and implementation. All codes that are included in this section are also included in Appendix O, with the procedure's proprietary name. In order to report a PLA code, the analysis performed must fulfill the code descriptor and must be the test represented by the proprietary name listed in Appendix O. In some instances, the descriptor language of PLA codes may be identical and the code may only be differentiated by the listed proprietary name in Appendix O. When more than one PLA has an identical descriptor, the codes will be denoted by the symbol "â™“." All PLA tests will have assigned codes in the PLA section of the code set. Any PLA coded test(s) that satisfies Category I criteria and has been accepted by the CPT® Editorial Panel will be designated by the addition of the symbol "^" to the existing PLA code and will remain in the PLA section of the code set. If a proprietary test has already been accepted for a Category I code and a code has not been published, subsequent application for a PLA code will take precedence. The code will only be placed in the PLA section. The accuracy of a PLA code is to be maintained by the original applicant, or the current owner of the test kit or laboratory performing the proprietary test. A new PLA code is required when: 1. Additional nucleic acid (DNA or RNA) and/or protein analysis(es) are added to the current PLA test, or 2. The name of the PLA test has changed in association with changes in test performance or test characteristics. The addition or modification of the therapeutic applications of the test require submission of a code change application, but it may not require a new code number. | 0001U-0599U | https://www.aapc.com/codes/cpt-codes/0022U | 2025-10-27T16:46:45.291941Z
0023U | Oncology (acute myelogenous leukemia), DNA, genotyping of internal tandem duplication, p.D835, p.I836, using mononuclear cells, reported as detection or non-detection of FLT3 mutation and indication for or against the use of midostaurin | This is a Proprietary Laboratory Analyses (PLA) code, meaning that the code describes only one unique lab test made by a specific manufacturer or performed by a specific lab. Code 0023U describes LeukoStrat® CDx FLT3 Mutation Assay by Invivoscribe Technologies, Inc., which is a molecular pathology test to identify mutations in the FLT3 gene to aid in treatment planning for patients with acute myelogenous leukemia (AML). Explanation The procedure first isolates mononuclear cells from the patient specimen, such as blood, then isolates and amplifies DNA using polymerase chain reaction (PCR) and detects internal tandem duplication (ITD) and tyrosine kinase domain (TKD) mutations in the FLT3 gene, such as D835 and I836, if present. Although not limited to testing for a specific condition, clinicians may order this test for patients with acute myelogenous leukemia (AML) to evaluate prognosis and possible treatment options, such as midostaurin. Terminology Gene: Specific nucleic acid sequence associated with a unique function in the body such as production of a specific protein. Mutation: An alteration in a deoxyribonucleic acid (DNA) sequence that may lead to pathologic changes in the organism. Polymerase chain reaction (PCR): A rapid technique for making more copies (amplifying) of a DNA or RNA sequence used in the laboratory. Tips Some payers may pay separately for collecting the specimen using a code such as 36415. Additional Info “U” codes are included in the CPT® code set to identify specific proprietary laboratory analyses (PLA) tests. PLA codes take precedence over the usual 80000 series codes for laboratory/pathology. Use this code only for the above–described test; do not report this test using any other CPT® code. PLA code descriptors follow existing code conventions when possible, and lab techniques used include multianalyte assays with algorithmic analyses (MAAA) and genomic sequencing procedures (GSP), among others. Read Less | Range Specific Guideline Proprietary laboratory analyses (PLA) codes describe proprietary clinical laboratory analyses and can be either provided by a single ("sole-source") laboratory or licensed or marketed to multiple providing laboratories (eg, cleared or approved by the Food and Drug Administration [FDA]). This subsection includes advanced diagnostic laboratory tests (ADLTs) and clinical diagnostic laboratory tests (CDLTs), as defined under the Protecting Access to Medicare Act (PAMA) of 2014. These analyses may include a range of medical laboratory tests including, but not limited to, multianalyte assays with algorithmic analyses (MAAA) and genomic sequencing procedures (GSP). The descriptor nomenclature follows, where possible, existing code conventions (eg, MAAA, GSP). Unless specifically noted, even though the Proprietary Laboratory Analyses section of the code set is located at the end of the Pathology and Laboratory section of the code set, a PLA code does not fulfill Category I code criteria. PLA codes are not required to fulfill the Category I criteria. The standards for inclusion in the PLA section are: The test must be commercially available in the United States for use on human specimens and The clinical laboratory or manufacturer that offers the test must request the code. For similar laboratory analyses that fulfill Category I criteria, see codes listed in the numeric 80000 series. When a PLA code is available to report a given proprietary laboratory service, that PLA code takes precedence. The service should not be reported with any other CPT® code(s) and other CPT® code(s) should not be used to report services that may be reported with that specific PLA code. These codes encompass all analytical services required for the analysis (eg, cell lysis, nucleic acid stabilization, extraction, digestion, amplification, hybridization and detection). For molecular analyses, additional procedures that are required prior to cell lysis (eg, microdissection [codes 88380 and 88381]) may be reported separately. Codes in this subsection are released on a quarterly basis to expedite dissemination for reporting. PLA codes will be published electronically on the AMA CPT® website (ama-assn.org/cpt-pla-codes), distributed via CPT® data files on a quarterly basis, and, at a minimum, made available in print annually in the CPT® codebook. See the Introduction section of the CPT® code set for a complete list of the dates of release and implementation. All codes that are included in this section are also included in Appendix O, with the procedure's proprietary name. In order to report a PLA code, the analysis performed must fulfill the code descriptor and must be the test represented by the proprietary name listed in Appendix O. In some instances, the descriptor language of PLA codes may be identical and the code may only be differentiated by the listed proprietary name in Appendix O. When more than one PLA has an identical descriptor, the codes will be denoted by the symbol "â™“." All PLA tests will have assigned codes in the PLA section of the code set. Any PLA coded test(s) that satisfies Category I criteria and has been accepted by the CPT® Editorial Panel will be designated by the addition of the symbol "^" to the existing PLA code and will remain in the PLA section of the code set. If a proprietary test has already been accepted for a Category I code and a code has not been published, subsequent application for a PLA code will take precedence. The code will only be placed in the PLA section. The accuracy of a PLA code is to be maintained by the original applicant, or the current owner of the test kit or laboratory performing the proprietary test. A new PLA code is required when: 1. Additional nucleic acid (DNA or RNA) and/or protein analysis(es) are added to the current PLA test, or 2. The name of the PLA test has changed in association with changes in test performance or test characteristics. The addition or modification of the therapeutic applications of the test require submission of a code change application, but it may not require a new code number. | 0001U-0599U | https://www.aapc.com/codes/cpt-codes/0023U | 2025-10-27T16:47:03.117793Z
0024U | Glycosylated acute phase proteins (GlycA), nuclear magnetic resonance spectroscopy, quantitative | This is a Proprietary Laboratory Analyses (PLA) code, meaning that the code describes only one unique lab test made by a specific manufacturer or performed by a specific lab. Code 0024U describes the GlycA test for glycosylated acute phase proteins, a measure of systemic inflammation, from Laboratory Corporation of America. Explanation The lab analyst performs an analysis, typically on serum or plasma, for glycated acute phase proteins, a blood component that indicates levels of systemic inflammation. He uses nuclear magnetic resonance spectroscopy to analyze the patient’s blood sample for proteins such as fibrinogen and other acute phase reactants associated with inflammation. Although not limited to testing for a specific condition, clinicians may order this test for patients with coronary artery disease and for monitoring anti–inflammatory treatment. Unlike C–reactive protein (CRP) and other biomarkers of inflammation, GlycA combines both the protein levels and glycosylation states of multiple acute–phase proteins in serum and allows for a more stable measure of systemic inflammation with just a single test. Nuclear magnetic resonance spectroscopy (NMR spectroscopy) uses the magnetic properties of the nucleus of an atom to identify substances and the properties of the molecule. Terminology Plasma: The liquid portion of blood that typically suspends blood cells; plasma accounts for about 55 percent of blood volume and contains important components such as proteins, electrolytes, hormones, and coagulation factors. Serum: The clear liquid portion of blood that is not cellular and contains important components such as antibodies, proteins produced in blood that are activated as part of the immune response to neutralize specific invaders such as bacteria or viruses. Tips Report one unit of this code for a single specimen analyzed on a single date of service. Some payers may pay separately for collection of the specimen; check with the appropriate payer. Additional Info “U” codes are included in the CPT® code set to identify specific proprietary laboratory analyses (PLA) tests. PLA codes take precedence over the usual 80000 series codes for laboratory/pathology. Use this code only for the above–described test; do not report this test using any other CPT® code. PLA code descriptors follow existing code conventions when possible, and lab techniques used include multianalyte assays with algorithmic analyses (MAAA) and genomic sequencing procedures (GSP), among others. Read Less | Range Specific Guideline Proprietary laboratory analyses (PLA) codes describe proprietary clinical laboratory analyses and can be either provided by a single ("sole-source") laboratory or licensed or marketed to multiple providing laboratories (eg, cleared or approved by the Food and Drug Administration [FDA]). This subsection includes advanced diagnostic laboratory tests (ADLTs) and clinical diagnostic laboratory tests (CDLTs), as defined under the Protecting Access to Medicare Act (PAMA) of 2014. These analyses may include a range of medical laboratory tests including, but not limited to, multianalyte assays with algorithmic analyses (MAAA) and genomic sequencing procedures (GSP). The descriptor nomenclature follows, where possible, existing code conventions (eg, MAAA, GSP). Unless specifically noted, even though the Proprietary Laboratory Analyses section of the code set is located at the end of the Pathology and Laboratory section of the code set, a PLA code does not fulfill Category I code criteria. PLA codes are not required to fulfill the Category I criteria. The standards for inclusion in the PLA section are: The test must be commercially available in the United States for use on human specimens and The clinical laboratory or manufacturer that offers the test must request the code. For similar laboratory analyses that fulfill Category I criteria, see codes listed in the numeric 80000 series. When a PLA code is available to report a given proprietary laboratory service, that PLA code takes precedence. The service should not be reported with any other CPT® code(s) and other CPT® code(s) should not be used to report services that may be reported with that specific PLA code. These codes encompass all analytical services required for the analysis (eg, cell lysis, nucleic acid stabilization, extraction, digestion, amplification, hybridization and detection). For molecular analyses, additional procedures that are required prior to cell lysis (eg, microdissection [codes 88380 and 88381]) may be reported separately. Codes in this subsection are released on a quarterly basis to expedite dissemination for reporting. PLA codes will be published electronically on the AMA CPT® website (ama-assn.org/cpt-pla-codes), distributed via CPT® data files on a quarterly basis, and, at a minimum, made available in print annually in the CPT® codebook. See the Introduction section of the CPT® code set for a complete list of the dates of release and implementation. All codes that are included in this section are also included in Appendix O, with the procedure's proprietary name. In order to report a PLA code, the analysis performed must fulfill the code descriptor and must be the test represented by the proprietary name listed in Appendix O. In some instances, the descriptor language of PLA codes may be identical and the code may only be differentiated by the listed proprietary name in Appendix O. When more than one PLA has an identical descriptor, the codes will be denoted by the symbol "â™“." All PLA tests will have assigned codes in the PLA section of the code set. Any PLA coded test(s) that satisfies Category I criteria and has been accepted by the CPT® Editorial Panel will be designated by the addition of the symbol "^" to the existing PLA code and will remain in the PLA section of the code set. If a proprietary test has already been accepted for a Category I code and a code has not been published, subsequent application for a PLA code will take precedence. The code will only be placed in the PLA section. The accuracy of a PLA code is to be maintained by the original applicant, or the current owner of the test kit or laboratory performing the proprietary test. A new PLA code is required when: 1. Additional nucleic acid (DNA or RNA) and/or protein analysis(es) are added to the current PLA test, or 2. The name of the PLA test has changed in association with changes in test performance or test characteristics. The addition or modification of the therapeutic applications of the test require submission of a code change application, but it may not require a new code number. | 0001U-0599U | https://www.aapc.com/codes/cpt-codes/0024U | 2025-10-27T16:47:21.059745Z
0025U | Tenofovir, by liquid chromatography with tandem mass spectrometry (LC-MS/MS), urine, quantitative | This is a Proprietary Laboratory Analyses (PLA) code, meaning that the code describes only one unique lab test made by a specific manufacturer or performed by a specific lab. Code 0025U describes the Synergy Medical Laboratories (UrSur, Inc.) tenofovir quantitation test on the urine using liquid chromatography with tandem mass spectrometry (LC–MS/MS). Explanation The lab analyst performs a quantitative drug test(s) via instrumented chemistry analyzers to screen for tenofovir, a medication used to treat chronic hepatitis B and to treat and prevent HIV/AIDS. The test combines liquid chromatography (LC), which separates components by passing the mixture through a mobile phase in which the components move at different rates and mass spectrometry (MS), a technique to identify the components and amounts of a mixture by ionizing, separating by mass to charge ratio, and detecting the components. Although not limited to testing for a specific condition, clinicians may order this test for patients with chronic hepatitis B or HIV/AIDS in order to determine whether they are receiving the optimum dosage of tenofovir. Terminology Hepatitis: Inflammation or swelling of liver. Human immunodeficiency virus (HIV): The virus responsible for destroying the immune system in acquired immunodeficiency syndrome (AIDS). Liquid chromatography: A lab test that mixes the patient's blood or urine sample with a reagent and then using pressure, passes it through a solid material; the components in the blood are absorbed at different areas in the solid material making the components easy to quantify. Mass spectrometry: A lab technique that separates the components of a sample based on their mass. Quantitative measurement: Test to measure the specific quantity of a substance in the specimen. Tips Report one unit of this code for a single specimen analyzed on a single date of service. Some payers may pay separately for collection of the specimen; check with the appropriate payer. Additional Info “U” codes are included in the CPT® code set to identify specific proprietary laboratory analyses (PLA) tests. PLA codes take precedence over the usual 80000 series codes for laboratory/pathology. Use this code only for the above–described test; do not report this test using any other CPT® code. PLA code descriptors follow existing code conventions when possible, and lab techniques used include multianalyte assays with algorithmic analyses (MAAA) and genomic sequencing procedures (GSP), among others. Read Less | Range Specific Guideline Proprietary laboratory analyses (PLA) codes describe proprietary clinical laboratory analyses and can be either provided by a single ("sole-source") laboratory or licensed or marketed to multiple providing laboratories (eg, cleared or approved by the Food and Drug Administration [FDA]). This subsection includes advanced diagnostic laboratory tests (ADLTs) and clinical diagnostic laboratory tests (CDLTs), as defined under the Protecting Access to Medicare Act (PAMA) of 2014. These analyses may include a range of medical laboratory tests including, but not limited to, multianalyte assays with algorithmic analyses (MAAA) and genomic sequencing procedures (GSP). The descriptor nomenclature follows, where possible, existing code conventions (eg, MAAA, GSP). Unless specifically noted, even though the Proprietary Laboratory Analyses section of the code set is located at the end of the Pathology and Laboratory section of the code set, a PLA code does not fulfill Category I code criteria. PLA codes are not required to fulfill the Category I criteria. The standards for inclusion in the PLA section are: The test must be commercially available in the United States for use on human specimens and The clinical laboratory or manufacturer that offers the test must request the code. For similar laboratory analyses that fulfill Category I criteria, see codes listed in the numeric 80000 series. When a PLA code is available to report a given proprietary laboratory service, that PLA code takes precedence. The service should not be reported with any other CPT® code(s) and other CPT® code(s) should not be used to report services that may be reported with that specific PLA code. These codes encompass all analytical services required for the analysis (eg, cell lysis, nucleic acid stabilization, extraction, digestion, amplification, hybridization and detection). For molecular analyses, additional procedures that are required prior to cell lysis (eg, microdissection [codes 88380 and 88381]) may be reported separately. Codes in this subsection are released on a quarterly basis to expedite dissemination for reporting. PLA codes will be published electronically on the AMA CPT® website (ama-assn.org/cpt-pla-codes), distributed via CPT® data files on a quarterly basis, and, at a minimum, made available in print annually in the CPT® codebook. See the Introduction section of the CPT® code set for a complete list of the dates of release and implementation. All codes that are included in this section are also included in Appendix O, with the procedure's proprietary name. In order to report a PLA code, the analysis performed must fulfill the code descriptor and must be the test represented by the proprietary name listed in Appendix O. In some instances, the descriptor language of PLA codes may be identical and the code may only be differentiated by the listed proprietary name in Appendix O. When more than one PLA has an identical descriptor, the codes will be denoted by the symbol "â™“." All PLA tests will have assigned codes in the PLA section of the code set. Any PLA coded test(s) that satisfies Category I criteria and has been accepted by the CPT® Editorial Panel will be designated by the addition of the symbol "^" to the existing PLA code and will remain in the PLA section of the code set. If a proprietary test has already been accepted for a Category I code and a code has not been published, subsequent application for a PLA code will take precedence. The code will only be placed in the PLA section. The accuracy of a PLA code is to be maintained by the original applicant, or the current owner of the test kit or laboratory performing the proprietary test. A new PLA code is required when: 1. Additional nucleic acid (DNA or RNA) and/or protein analysis(es) are added to the current PLA test, or 2. The name of the PLA test has changed in association with changes in test performance or test characteristics. The addition or modification of the therapeutic applications of the test require submission of a code change application, but it may not require a new code number. | 0001U-0599U | https://www.aapc.com/codes/cpt-codes/0025U | 2025-10-27T16:47:38.687039Z
0026U | Oncology (thyroid), DNA and mRNA of 112 genes, next-generation sequencing, fine needle aspirate of thyroid nodule, algorithmic analysis reported as a categorical result ("Positive, high probability of malignancy" or "Negative, low probability of malignancy") | This is a Proprietary Laboratory Analyses (PLA) code, meaning that the code describes only one unique lab test made by a specific manufacturer or performed by a specific lab. Code 0026U describes version 3 of the ThyroSeq® test developed at the University of Pittsburgh Medical Center for CBLPath, Inc. Explanation The lab analyst performs the test on a fine needle aspiration (FNA) sample of a thyroid nodule. ThyroSeq® uses next–generation sequencing of DNA and mRNA of 112 genes and detects four different types of genetic changes including mutations, gene fusions, gene expression alterations, and copy number variations, and analyzes the test results using a proprietary genomic classifier (algorithm)to report a positive result, indicating a high probability of malignancy; or a negative result, indicating low probability, based on algorithmic analysis of all detected genetic alterations. Although not limited to testing for a specific condition, clinicians may order this test to determine the probability of thyroid cancer and potential patient management for patients who are suspected of having thyroid cancer. Terminology Algorithm: A specific set of step–by–step calculations using defined inputs at each step to produce a useful output; specifically for MAAAs, the output involves some sort of diagnostic or prognostic information about treatment options or disease outcomes. Deoxyribonucleic acid (DNA): A form of nucleic acid that consists of a sequence of specific biological chemicals (nucleotides) which carry genetic information. Fine needle aspiration (FNA): A technique to obtain fluid, tissue, and/or cell samples for laboratory analysis by sucking (aspirating) them up into a syringe attached to a needle of very fine diameter inserted into the target area Gene: Specific nucleic acid sequence associated with a unique function in the body such as production of a specific protein. Multianalyte assays with algorithmic analyses (MAAA): A set of codes generally unique to a single clinical laboratory or manufacture; they typically list all the analytic and algorithmic analysis for a type of disease, such a cancer; the type and number of analytes, such as proteins; the lab methods, such as immunoassay; the specimen type, such as blood; and the result type, such as prognostic risk score. Ribonucleic acid (RNA): One of the essential building blocks of life, along with deoxyribonucleic acid (DNA) and proteins; RNA acts as a messenger (mRNA), carrying genetic information from DNA to proteins, helps regulate cellular processes, and, like enzymes, can speed up chemical reactions; RNA, rather than DNA, carries genetic information in some important viruses. Thyroid: A gland in the neck that secretes hormones regulating growth and development. Tips Report one unit of this code for a single specimen analyzed on a single date of service. Some payers may pay separately for collection of the specimen; check with the appropriate payer. Additional Info “U” codes are included in the CPT® code set to identify specific proprietary laboratory analyses (PLA) tests. PLA codes take precedence over the usual 80000 series codes for laboratory/pathology. Use this code only for the above–described test; do not report this test using any other CPT® code. PLA code descriptors follow existing code conventions when possible, and lab techniques used include multianalyte assays with algorithmic analyses (MAAA) and genomic sequencing procedures (GSP), among others. Read Less | Range Specific Guideline Proprietary laboratory analyses (PLA) codes describe proprietary clinical laboratory analyses and can be either provided by a single ("sole-source") laboratory or licensed or marketed to multiple providing laboratories (eg, cleared or approved by the Food and Drug Administration [FDA]). This subsection includes advanced diagnostic laboratory tests (ADLTs) and clinical diagnostic laboratory tests (CDLTs), as defined under the Protecting Access to Medicare Act (PAMA) of 2014. These analyses may include a range of medical laboratory tests including, but not limited to, multianalyte assays with algorithmic analyses (MAAA) and genomic sequencing procedures (GSP). The descriptor nomenclature follows, where possible, existing code conventions (eg, MAAA, GSP). Unless specifically noted, even though the Proprietary Laboratory Analyses section of the code set is located at the end of the Pathology and Laboratory section of the code set, a PLA code does not fulfill Category I code criteria. PLA codes are not required to fulfill the Category I criteria. The standards for inclusion in the PLA section are: The test must be commercially available in the United States for use on human specimens and The clinical laboratory or manufacturer that offers the test must request the code. For similar laboratory analyses that fulfill Category I criteria, see codes listed in the numeric 80000 series. When a PLA code is available to report a given proprietary laboratory service, that PLA code takes precedence. The service should not be reported with any other CPT® code(s) and other CPT® code(s) should not be used to report services that may be reported with that specific PLA code. These codes encompass all analytical services required for the analysis (eg, cell lysis, nucleic acid stabilization, extraction, digestion, amplification, hybridization and detection). For molecular analyses, additional procedures that are required prior to cell lysis (eg, microdissection [codes 88380 and 88381]) may be reported separately. Codes in this subsection are released on a quarterly basis to expedite dissemination for reporting. PLA codes will be published electronically on the AMA CPT® website (ama-assn.org/cpt-pla-codes), distributed via CPT® data files on a quarterly basis, and, at a minimum, made available in print annually in the CPT® codebook. See the Introduction section of the CPT® code set for a complete list of the dates of release and implementation. All codes that are included in this section are also included in Appendix O, with the procedure's proprietary name. In order to report a PLA code, the analysis performed must fulfill the code descriptor and must be the test represented by the proprietary name listed in Appendix O. In some instances, the descriptor language of PLA codes may be identical and the code may only be differentiated by the listed proprietary name in Appendix O. When more than one PLA has an identical descriptor, the codes will be denoted by the symbol "â™“." All PLA tests will have assigned codes in the PLA section of the code set. Any PLA coded test(s) that satisfies Category I criteria and has been accepted by the CPT® Editorial Panel will be designated by the addition of the symbol "^" to the existing PLA code and will remain in the PLA section of the code set. If a proprietary test has already been accepted for a Category I code and a code has not been published, subsequent application for a PLA code will take precedence. The code will only be placed in the PLA section. The accuracy of a PLA code is to be maintained by the original applicant, or the current owner of the test kit or laboratory performing the proprietary test. A new PLA code is required when: 1. Additional nucleic acid (DNA or RNA) and/or protein analysis(es) are added to the current PLA test, or 2. The name of the PLA test has changed in association with changes in test performance or test characteristics. The addition or modification of the therapeutic applications of the test require submission of a code change application, but it may not require a new code number. | 0001U-0599U | https://www.aapc.com/codes/cpt-codes/0026U | 2025-10-27T16:47:56.066068Z
0027U | JAK2 (Janus kinase 2) (eg, myeloproliferative disorder) gene analysis, targeted sequence analysis exons 12-15 | This is a Proprietary Laboratory Analyses (PLA) code, meaning that the code describes only one unique lab test made by a specific manufacturer or performed by a specific lab. Code 0027U describes the JAK2 Exons 12 to 15 Sequencing (JAKXR) test from the Mayo Clinic. Explanation The lab analyst performs gene analysis and targeted sequence analysis of exons 12–15 of Janus kinase 2, also known as JAK2, on a blood or bone marrow sample. This is a reflex test, meaning it is performed in conjunction with or following PVJAK/polycythemia vera or JAK2 V617F; a proprietary algorithm is used to distinguish whether the results indicate myeloproliferative neoplasm polycythemia vera or other types of erythrocytoses. Clinicians may order this test for patients with polycythemia vera (PV) or other secondary erythrocytoses. Polycythemia refers to a condition, usually neoplastic, where the bone marrow produces too many red blood cells whereas erythrocytosis refers simply to having an excessive number of red blood cells. Terminology Algorithm: A specific set of step–by–step calculations using defined inputs at each step to produce a useful output; for multianalyte assays with algorithmic analyses (MAAA), the output involves some sort of diagnostic or prognostic information about treatment options or disease outcomes. Tips Some payers may pay separately for collection of the specimen; check with the appropriate payer. Use this code only for the appropriate proprietary test. PLA codes take precedence over 80000 series codes; do not report this test using any other CPT® code. “U” codes represent a new addition to the CPT® code set and indicate proprietary laboratory analyses (PLA) codes for labs that want to more specifically identify their test; these codes may be used only for tests performed on human specimens requested by the clinical lab that offers the test. Techniques used include multianalyte assays with algorithmic analyses (MAAA) and genomic sequencing procedures (GSP), and the descriptors follow existing code conventions when possible. Additional Info “U” codes are included in the CPT® code set to identify specific proprietary laboratory analyses (PLA) tests. PLA codes take precedence over the usual 80000 series codes for laboratory/pathology. Use this code only for the above–described test; do not report this test using any other CPT® code. PLA code descriptors follow existing code conventions when possible, and lab techniques used include multianalyte assays with algorithmic analyses (MAAA) and genomic sequencing procedures (GSP), among others. Read Less | Range Specific Guideline Proprietary laboratory analyses (PLA) codes describe proprietary clinical laboratory analyses and can be either provided by a single ("sole-source") laboratory or licensed or marketed to multiple providing laboratories (eg, cleared or approved by the Food and Drug Administration [FDA]). This subsection includes advanced diagnostic laboratory tests (ADLTs) and clinical diagnostic laboratory tests (CDLTs), as defined under the Protecting Access to Medicare Act (PAMA) of 2014. These analyses may include a range of medical laboratory tests including, but not limited to, multianalyte assays with algorithmic analyses (MAAA) and genomic sequencing procedures (GSP). The descriptor nomenclature follows, where possible, existing code conventions (eg, MAAA, GSP). Unless specifically noted, even though the Proprietary Laboratory Analyses section of the code set is located at the end of the Pathology and Laboratory section of the code set, a PLA code does not fulfill Category I code criteria. PLA codes are not required to fulfill the Category I criteria. The standards for inclusion in the PLA section are: The test must be commercially available in the United States for use on human specimens and The clinical laboratory or manufacturer that offers the test must request the code. For similar laboratory analyses that fulfill Category I criteria, see codes listed in the numeric 80000 series. When a PLA code is available to report a given proprietary laboratory service, that PLA code takes precedence. The service should not be reported with any other CPT® code(s) and other CPT® code(s) should not be used to report services that may be reported with that specific PLA code. These codes encompass all analytical services required for the analysis (eg, cell lysis, nucleic acid stabilization, extraction, digestion, amplification, hybridization and detection). For molecular analyses, additional procedures that are required prior to cell lysis (eg, microdissection [codes 88380 and 88381]) may be reported separately. Codes in this subsection are released on a quarterly basis to expedite dissemination for reporting. PLA codes will be published electronically on the AMA CPT® website (ama-assn.org/cpt-pla-codes), distributed via CPT® data files on a quarterly basis, and, at a minimum, made available in print annually in the CPT® codebook. See the Introduction section of the CPT® code set for a complete list of the dates of release and implementation. All codes that are included in this section are also included in Appendix O, with the procedure's proprietary name. In order to report a PLA code, the analysis performed must fulfill the code descriptor and must be the test represented by the proprietary name listed in Appendix O. In some instances, the descriptor language of PLA codes may be identical and the code may only be differentiated by the listed proprietary name in Appendix O. When more than one PLA has an identical descriptor, the codes will be denoted by the symbol "â™“." All PLA tests will have assigned codes in the PLA section of the code set. Any PLA coded test(s) that satisfies Category I criteria and has been accepted by the CPT® Editorial Panel will be designated by the addition of the symbol "^" to the existing PLA code and will remain in the PLA section of the code set. If a proprietary test has already been accepted for a Category I code and a code has not been published, subsequent application for a PLA code will take precedence. The code will only be placed in the PLA section. The accuracy of a PLA code is to be maintained by the original applicant, or the current owner of the test kit or laboratory performing the proprietary test. A new PLA code is required when: 1. Additional nucleic acid (DNA or RNA) and/or protein analysis(es) are added to the current PLA test, or 2. The name of the PLA test has changed in association with changes in test performance or test characteristics. The addition or modification of the therapeutic applications of the test require submission of a code change application, but it may not require a new code number. | 0001U-0599U | https://www.aapc.com/codes/cpt-codes/0027U | 2025-10-27T16:48:13.820093Z
0029U | Drug metabolism (adverse drug reactions and drug response), targeted sequence analysis (ie, CYP1A2, CYP2C19, CYP2C9, CYP2D6, CYP3A4, CYP3A5, CYP4F2, SLCO1B1, VKORC1 and rs12777823) | This is a Proprietary Laboratory Analyses (PLA) code, meaning that the code describes only one unique lab test made by a specific manufacturer or performed by a specific lab. Code 0029U describes the Focused Pharmacogenomics Panel from the Mayo Clinic. Explanation The lab analyst performs the technical lab test on whole blood or saliva to detect CYP1A2, CYP2C19, CYP2C9, CYP2D6, CYP3A4, CYP3A5, CYP4F2, SLCO1B1, VKORC1 and rs12777823, genes related to adverse drug reactions and drug response. Testing is done in 2 tiers, if necessary. Tier 1 uses a PCR–based assay for the detection of all common CYP2D6 variants and duplications and multiplications of alleles. Tier 2 testing, if necessary because of ambiguous results, involves sequencing using fluorescent dye–terminator chemistry. The lab analyst performs all technical steps, from extracting the nucleic acids by methods such as cell lysis and digestion, to increasing and stabilizing the quantity of nucleic acid for analysis by amplification, to detecting the target genes by methods such as nucleic acid probes. Although not limited to testing for a specific condition, clinicians may order this test for patients who have or may have drug reactions or to determine the intensity of drug response. Terminology Amplification: Making more copies of desired gene for study by processes such as polymerase chain reaction, called PCR, or transcription of DNA to RNA and reverse transcription from RNA to make an additional copy of the DNA. Gene: Specific nucleic acid sequence associated with a unique function in the body such as production of a specific protein. Lysis: Breakdown of cells, releasing cell contents such as nucleic acids. Mutation: Alteration in DNA sequence that may lead to pathologic changes in the organism. Nucleic acid: DNA or RNA; sequence of specific biological chemicals, called nucleotides, that carry genetic information. Variant: Gene that differs from the usual nucleic acid sequence due to events such as nucleotide deletions/insertions or substitutions; may cause conditions such as genetic disorders or cancer. Tips Use this code only for the appropriate proprietary test, Focused Pharmacogenomics Panel from the Mayo Clinic; report one unit of this code for a single specimen analyzed on a single date of service. This test is not yet approved by the FDA, and that may affect payment. Some payers may pay separately for collection of the specimen; check with the appropriate payer. Additional Info “U” codes are included in the CPT® code set to identify specific proprietary laboratory analyses (PLA) tests. PLA codes take precedence over the usual 80000 series codes for laboratory/pathology. Use this code only for the above–described test; do not report this test using any other CPT® code. PLA code descriptors follow existing code conventions when possible, and lab techniques used include multianalyte assays with algorithmic analyses (MAAA) and genomic sequencing procedures (GSP), among others. Read Less | Range Specific Guideline Proprietary laboratory analyses (PLA) codes describe proprietary clinical laboratory analyses and can be either provided by a single ("sole-source") laboratory or licensed or marketed to multiple providing laboratories (eg, cleared or approved by the Food and Drug Administration [FDA]). This subsection includes advanced diagnostic laboratory tests (ADLTs) and clinical diagnostic laboratory tests (CDLTs), as defined under the Protecting Access to Medicare Act (PAMA) of 2014. These analyses may include a range of medical laboratory tests including, but not limited to, multianalyte assays with algorithmic analyses (MAAA) and genomic sequencing procedures (GSP). The descriptor nomenclature follows, where possible, existing code conventions (eg, MAAA, GSP). Unless specifically noted, even though the Proprietary Laboratory Analyses section of the code set is located at the end of the Pathology and Laboratory section of the code set, a PLA code does not fulfill Category I code criteria. PLA codes are not required to fulfill the Category I criteria. The standards for inclusion in the PLA section are: The test must be commercially available in the United States for use on human specimens and The clinical laboratory or manufacturer that offers the test must request the code. For similar laboratory analyses that fulfill Category I criteria, see codes listed in the numeric 80000 series. When a PLA code is available to report a given proprietary laboratory service, that PLA code takes precedence. The service should not be reported with any other CPT® code(s) and other CPT® code(s) should not be used to report services that may be reported with that specific PLA code. These codes encompass all analytical services required for the analysis (eg, cell lysis, nucleic acid stabilization, extraction, digestion, amplification, hybridization and detection). For molecular analyses, additional procedures that are required prior to cell lysis (eg, microdissection [codes 88380 and 88381]) may be reported separately. Codes in this subsection are released on a quarterly basis to expedite dissemination for reporting. PLA codes will be published electronically on the AMA CPT® website (ama-assn.org/cpt-pla-codes), distributed via CPT® data files on a quarterly basis, and, at a minimum, made available in print annually in the CPT® codebook. See the Introduction section of the CPT® code set for a complete list of the dates of release and implementation. All codes that are included in this section are also included in Appendix O, with the procedure's proprietary name. In order to report a PLA code, the analysis performed must fulfill the code descriptor and must be the test represented by the proprietary name listed in Appendix O. In some instances, the descriptor language of PLA codes may be identical and the code may only be differentiated by the listed proprietary name in Appendix O. When more than one PLA has an identical descriptor, the codes will be denoted by the symbol "â™“." All PLA tests will have assigned codes in the PLA section of the code set. Any PLA coded test(s) that satisfies Category I criteria and has been accepted by the CPT® Editorial Panel will be designated by the addition of the symbol "^" to the existing PLA code and will remain in the PLA section of the code set. If a proprietary test has already been accepted for a Category I code and a code has not been published, subsequent application for a PLA code will take precedence. The code will only be placed in the PLA section. The accuracy of a PLA code is to be maintained by the original applicant, or the current owner of the test kit or laboratory performing the proprietary test. A new PLA code is required when: 1. Additional nucleic acid (DNA or RNA) and/or protein analysis(es) are added to the current PLA test, or 2. The name of the PLA test has changed in association with changes in test performance or test characteristics. The addition or modification of the therapeutic applications of the test require submission of a code change application, but it may not require a new code number. | 0001U-0599U | https://www.aapc.com/codes/cpt-codes/0029U | 2025-10-27T16:48:31.870149Z
0030U | Drug metabolism (warfarin drug response), targeted sequence analysis (ie, CYP2C9, CYP4F2, VKORC1, rs12777823) | This is a Proprietary Laboratory Analyses (PLA) code, meaning that the code describes only one unique lab test made by a specific manufacturer or performed by a specific lab. Code 0030U describes the Warfarin Response Genotype test from the Mayo Clinic. Explanation The lab analyst performs the technical lab test to detect the presence of common changes in CYP2C9, CYP4F2, VKORC1, rs12777823, genes related to how a patient responds to the anticoagulant drug warfarin. The lab analyst performs all technical steps, from extracting the nucleic acids by methods such as digestion and cell lysis (using an agent or substance to break down cells into their components), to increasing and stabilizing the quantity of nucleic acid for analysis by amplification (making more copies of the gene), to detecting the target genes by methods such as nucleic acid probes. Although not limited to testing for a specific condition, clinicians may order this test for patients being initiated on warfarin, those who have required multiple adjustments in dosage, or those with a history of thrombosis despite being on warfarin. Terminology Amplification: Making more copies of desired gene for study by processes such as polymerase chain reaction, called PCR, or transcription of DNA to RNA and reverse transcription from RNA to make an additional copy of the DNA. Gene: Specific nucleic acid sequence associated with a unique function in the body such as production of a specific protein. Lysis: Breakdown of cells, releasing cell contents such as nucleic acids. Mutation: Alteration in DNA sequence that may lead to pathologic changes in the organism. Nucleic acid: DNA or RNA; sequence of specific biological chemicals, called nucleotides, that carry genetic information. Variant: Gene that differs from the usual nucleic acid sequence due to events such as nucleotide deletions/insertions or substitutions; may cause conditions such as genetic disorders or cancer. Tips Use this code only for the appropriate proprietary test, Warfarin Response Genotype test from the Mayo Clinic; report one unit of this code for a single specimen analyzed on a single date of service. This test is not yet approved by the FDA, and that may affect payment. Some payers may pay separately for collection of the specimen; check with the appropriate payer. Additional Info “U” codes are included in the CPT® code set to identify specific proprietary laboratory analyses (PLA) tests. PLA codes take precedence over the usual 80000 series codes for laboratory/pathology. Use this code only for the above–described test; do not report this test using any other CPT® code. PLA code descriptors follow existing code conventions when possible, and lab techniques used include multianalyte assays with algorithmic analyses (MAAA) and genomic sequencing procedures (GSP), among others. Read Less | Range Specific Guideline Proprietary laboratory analyses (PLA) codes describe proprietary clinical laboratory analyses and can be either provided by a single ("sole-source") laboratory or licensed or marketed to multiple providing laboratories (eg, cleared or approved by the Food and Drug Administration [FDA]). This subsection includes advanced diagnostic laboratory tests (ADLTs) and clinical diagnostic laboratory tests (CDLTs), as defined under the Protecting Access to Medicare Act (PAMA) of 2014. These analyses may include a range of medical laboratory tests including, but not limited to, multianalyte assays with algorithmic analyses (MAAA) and genomic sequencing procedures (GSP). The descriptor nomenclature follows, where possible, existing code conventions (eg, MAAA, GSP). Unless specifically noted, even though the Proprietary Laboratory Analyses section of the code set is located at the end of the Pathology and Laboratory section of the code set, a PLA code does not fulfill Category I code criteria. PLA codes are not required to fulfill the Category I criteria. The standards for inclusion in the PLA section are: The test must be commercially available in the United States for use on human specimens and The clinical laboratory or manufacturer that offers the test must request the code. For similar laboratory analyses that fulfill Category I criteria, see codes listed in the numeric 80000 series. When a PLA code is available to report a given proprietary laboratory service, that PLA code takes precedence. The service should not be reported with any other CPT® code(s) and other CPT® code(s) should not be used to report services that may be reported with that specific PLA code. These codes encompass all analytical services required for the analysis (eg, cell lysis, nucleic acid stabilization, extraction, digestion, amplification, hybridization and detection). For molecular analyses, additional procedures that are required prior to cell lysis (eg, microdissection [codes 88380 and 88381]) may be reported separately. Codes in this subsection are released on a quarterly basis to expedite dissemination for reporting. PLA codes will be published electronically on the AMA CPT® website (ama-assn.org/cpt-pla-codes), distributed via CPT® data files on a quarterly basis, and, at a minimum, made available in print annually in the CPT® codebook. See the Introduction section of the CPT® code set for a complete list of the dates of release and implementation. All codes that are included in this section are also included in Appendix O, with the procedure's proprietary name. In order to report a PLA code, the analysis performed must fulfill the code descriptor and must be the test represented by the proprietary name listed in Appendix O. In some instances, the descriptor language of PLA codes may be identical and the code may only be differentiated by the listed proprietary name in Appendix O. When more than one PLA has an identical descriptor, the codes will be denoted by the symbol "â™“." All PLA tests will have assigned codes in the PLA section of the code set. Any PLA coded test(s) that satisfies Category I criteria and has been accepted by the CPT® Editorial Panel will be designated by the addition of the symbol "^" to the existing PLA code and will remain in the PLA section of the code set. If a proprietary test has already been accepted for a Category I code and a code has not been published, subsequent application for a PLA code will take precedence. The code will only be placed in the PLA section. The accuracy of a PLA code is to be maintained by the original applicant, or the current owner of the test kit or laboratory performing the proprietary test. A new PLA code is required when: 1. Additional nucleic acid (DNA or RNA) and/or protein analysis(es) are added to the current PLA test, or 2. The name of the PLA test has changed in association with changes in test performance or test characteristics. The addition or modification of the therapeutic applications of the test require submission of a code change application, but it may not require a new code number. | 0001U-0599U | https://www.aapc.com/codes/cpt-codes/0030U | 2025-10-27T16:48:49.713933Z
0031U | CYP1A2 (cytochrome P450 family 1, subfamily A, member 2) (eg, drug metabolism) gene analysis, common variants (ie, *1F, *1K, *6, *7) | This is a Proprietary Laboratory Analyses (PLA) code, meaning that the code describes only one unique lab test made by a specific manufacturer or performed by a specific lab. Code 0031U describes the Cytochrome P450 1A2 Genotype from the Mayo Clinic. Explanation The lab analyst performs the technical lab test to detect the presence of common changes in CYP1A2, variants of which relate to how a patient metabolizes certain drugs. The lab analyst performs all technical steps, from extracting the nucleic acids by methods such as digestion and cell lysis (using an agent or substance to break down cells into their components), to increasing and stabilizing the quantity of nucleic acid for analysis by amplification (making more copies of the gene), to detecting the target genes by methods such as nucleic acid probes. Although not limited to testing for a specific condition, clinicians may order this test to identify patients whose metabolism of drugs metabolized by CYP1A2 may be normal or poor, intermediate, or rapid and to assist in decision–making regarding drugs prescribed and dosage. Terminology Amplification: Making more copies of desired gene for study by processes such as polymerase chain reaction, called PCR, or transcription of DNA to RNA and reverse transcription from RNA to make an additional copy of the DNA. Gene: Specific nucleic acid sequence associated with a unique function in the body such as production of a specific protein. Lysis: Breakdown of cells, releasing cell contents such as nucleic acids. Mutation: Alteration in DNA sequence that may lead to pathologic changes in the organism. Nucleic acid: DNA or RNA; sequence of specific biological chemicals, called nucleotides, that carry genetic information. Variant: Gene that differs from the usual nucleic acid sequence due to events such as nucleotide deletions/insertions or substitutions; may cause conditions such as genetic disorders or cancer. Tips Use this code only for the appropriate proprietary test, Cytochrome P450 1A2 Genotype from the Mayo Clinic; report one unit of this code for a single specimen analyzed on a single date of service. This test is not yet approved by the FDA, and that may affect payment. Some payers may pay separately for collection of the specimen; check with the appropriate payer. Additional Info “U” codes are included in the CPT® code set to identify specific proprietary laboratory analyses (PLA) tests. PLA codes take precedence over the usual 80000 series codes for laboratory/pathology. Use this code only for the above–described test; do not report this test using any other CPT® code. PLA code descriptors follow existing code conventions when possible, and lab techniques used include multianalyte assays with algorithmic analyses (MAAA) and genomic sequencing procedures (GSP), among others. Read Less | Range Specific Guideline Proprietary laboratory analyses (PLA) codes describe proprietary clinical laboratory analyses and can be either provided by a single ("sole-source") laboratory or licensed or marketed to multiple providing laboratories (eg, cleared or approved by the Food and Drug Administration [FDA]). This subsection includes advanced diagnostic laboratory tests (ADLTs) and clinical diagnostic laboratory tests (CDLTs), as defined under the Protecting Access to Medicare Act (PAMA) of 2014. These analyses may include a range of medical laboratory tests including, but not limited to, multianalyte assays with algorithmic analyses (MAAA) and genomic sequencing procedures (GSP). The descriptor nomenclature follows, where possible, existing code conventions (eg, MAAA, GSP). Unless specifically noted, even though the Proprietary Laboratory Analyses section of the code set is located at the end of the Pathology and Laboratory section of the code set, a PLA code does not fulfill Category I code criteria. PLA codes are not required to fulfill the Category I criteria. The standards for inclusion in the PLA section are: The test must be commercially available in the United States for use on human specimens and The clinical laboratory or manufacturer that offers the test must request the code. For similar laboratory analyses that fulfill Category I criteria, see codes listed in the numeric 80000 series. When a PLA code is available to report a given proprietary laboratory service, that PLA code takes precedence. The service should not be reported with any other CPT® code(s) and other CPT® code(s) should not be used to report services that may be reported with that specific PLA code. These codes encompass all analytical services required for the analysis (eg, cell lysis, nucleic acid stabilization, extraction, digestion, amplification, hybridization and detection). For molecular analyses, additional procedures that are required prior to cell lysis (eg, microdissection [codes 88380 and 88381]) may be reported separately. Codes in this subsection are released on a quarterly basis to expedite dissemination for reporting. PLA codes will be published electronically on the AMA CPT® website (ama-assn.org/cpt-pla-codes), distributed via CPT® data files on a quarterly basis, and, at a minimum, made available in print annually in the CPT® codebook. See the Introduction section of the CPT® code set for a complete list of the dates of release and implementation. All codes that are included in this section are also included in Appendix O, with the procedure's proprietary name. In order to report a PLA code, the analysis performed must fulfill the code descriptor and must be the test represented by the proprietary name listed in Appendix O. In some instances, the descriptor language of PLA codes may be identical and the code may only be differentiated by the listed proprietary name in Appendix O. When more than one PLA has an identical descriptor, the codes will be denoted by the symbol "â™“." All PLA tests will have assigned codes in the PLA section of the code set. Any PLA coded test(s) that satisfies Category I criteria and has been accepted by the CPT® Editorial Panel will be designated by the addition of the symbol "^" to the existing PLA code and will remain in the PLA section of the code set. If a proprietary test has already been accepted for a Category I code and a code has not been published, subsequent application for a PLA code will take precedence. The code will only be placed in the PLA section. The accuracy of a PLA code is to be maintained by the original applicant, or the current owner of the test kit or laboratory performing the proprietary test. A new PLA code is required when: 1. Additional nucleic acid (DNA or RNA) and/or protein analysis(es) are added to the current PLA test, or 2. The name of the PLA test has changed in association with changes in test performance or test characteristics. The addition or modification of the therapeutic applications of the test require submission of a code change application, but it may not require a new code number. | 0001U-0599U | https://www.aapc.com/codes/cpt-codes/0031U | 2025-10-27T16:49:07.399580Z
0032U | COMT (catechol-O-methyltransferase) (eg, drug metabolism) gene analysis, c.472G>A (rs4680) variant | This is a Proprietary Laboratory Analyses (PLA) code, meaning that the code describes only one unique lab test made by a specific manufacturer or performed by a specific lab. Code 0032U describes the Catechol–O–methyltransferase (COMT) Genotype from the Mayo Clinic. Explanation The lab analyst performs real–time polymerase chain reaction (PCR) with allelic discrimination analysis for COMT (catechol–O–methyltransferase) gene analysis with c.472G>A (rs4680) variant, a genetic variant associated with metabolism of catecholamines and catechol drugs, such as dopamine. The lab analyst performs all technical steps, from extracting the nucleic acids by methods such as digestion and cell lysis (using an agent or substance to break down cells into their components), to increasing and stabilizing the quantity of nucleic acid for analysis by amplification (making more copies of the gene), to detecting the target genes by methods such as nucleic acid probes. Although not limited to testing for a specific condition, clinicians may order this test to predict a patient’s response to nicotine replacement therapy, determine optimum levodopa dosage for Parkinson patients, or to assess estrogen metabolism. Terminology Amplification: Making more copies of desired gene for study by processes such as polymerase chain reaction, called PCR, or transcription of DNA to RNA and reverse transcription from RNA to make an additional copy of the DNA. Catecholamines: A class of hormones known as neurotransmitters produced by the adrenal glands; includes epinephrine, norepinephrine, and dopamine. Gene: Specific nucleic acid sequence associated with a unique function in the body such as production of a specific protein. Lysis: Breakdown of cells, releasing cell contents such as nucleic acids. Mutation: Alteration in DNA sequence that may lead to pathologic changes in the organism. Nucleic acid: DNA or RNA; sequence of specific biological chemicals, called nucleotides, that carry genetic information. Polymerase chain reaction (PCR): A rapid technique for making more copies (amplifying) of a DNA or RNA sequence used in the laboratory. Variant: Gene that differs from the usual nucleic acid sequence due to events such as nucleotide deletions/insertions or substitutions; may cause conditions such as genetic disorders or cancer. Tips Use this code only for the appropriate proprietary test, the Catechol–O–methyltransferase (COMT) Genotype from the Mayo Clinic; report one unit of this code for a single specimen analyzed on a single date of service. This test is not yet approved by the FDA, and that may affect payment. Some payers may pay separately for collection of the specimen; check with the appropriate payer. Additional Info “U” codes are included in the CPT® code set to identify specific proprietary laboratory analyses (PLA) tests. PLA codes take precedence over the usual 80000 series codes for laboratory/pathology. Use this code only for the above–described test; do not report this test using any other CPT® code. PLA code descriptors follow existing code conventions when possible, and lab techniques used include multianalyte assays with algorithmic analyses (MAAA) and genomic sequencing procedures (GSP), among others. Read Less | Range Specific Guideline Proprietary laboratory analyses (PLA) codes describe proprietary clinical laboratory analyses and can be either provided by a single ("sole-source") laboratory or licensed or marketed to multiple providing laboratories (eg, cleared or approved by the Food and Drug Administration [FDA]). This subsection includes advanced diagnostic laboratory tests (ADLTs) and clinical diagnostic laboratory tests (CDLTs), as defined under the Protecting Access to Medicare Act (PAMA) of 2014. These analyses may include a range of medical laboratory tests including, but not limited to, multianalyte assays with algorithmic analyses (MAAA) and genomic sequencing procedures (GSP). The descriptor nomenclature follows, where possible, existing code conventions (eg, MAAA, GSP). Unless specifically noted, even though the Proprietary Laboratory Analyses section of the code set is located at the end of the Pathology and Laboratory section of the code set, a PLA code does not fulfill Category I code criteria. PLA codes are not required to fulfill the Category I criteria. The standards for inclusion in the PLA section are: The test must be commercially available in the United States for use on human specimens and The clinical laboratory or manufacturer that offers the test must request the code. For similar laboratory analyses that fulfill Category I criteria, see codes listed in the numeric 80000 series. When a PLA code is available to report a given proprietary laboratory service, that PLA code takes precedence. The service should not be reported with any other CPT® code(s) and other CPT® code(s) should not be used to report services that may be reported with that specific PLA code. These codes encompass all analytical services required for the analysis (eg, cell lysis, nucleic acid stabilization, extraction, digestion, amplification, hybridization and detection). For molecular analyses, additional procedures that are required prior to cell lysis (eg, microdissection [codes 88380 and 88381]) may be reported separately. Codes in this subsection are released on a quarterly basis to expedite dissemination for reporting. PLA codes will be published electronically on the AMA CPT® website (ama-assn.org/cpt-pla-codes), distributed via CPT® data files on a quarterly basis, and, at a minimum, made available in print annually in the CPT® codebook. See the Introduction section of the CPT® code set for a complete list of the dates of release and implementation. All codes that are included in this section are also included in Appendix O, with the procedure's proprietary name. In order to report a PLA code, the analysis performed must fulfill the code descriptor and must be the test represented by the proprietary name listed in Appendix O. In some instances, the descriptor language of PLA codes may be identical and the code may only be differentiated by the listed proprietary name in Appendix O. When more than one PLA has an identical descriptor, the codes will be denoted by the symbol "â™“." All PLA tests will have assigned codes in the PLA section of the code set. Any PLA coded test(s) that satisfies Category I criteria and has been accepted by the CPT® Editorial Panel will be designated by the addition of the symbol "^" to the existing PLA code and will remain in the PLA section of the code set. If a proprietary test has already been accepted for a Category I code and a code has not been published, subsequent application for a PLA code will take precedence. The code will only be placed in the PLA section. The accuracy of a PLA code is to be maintained by the original applicant, or the current owner of the test kit or laboratory performing the proprietary test. A new PLA code is required when: 1. Additional nucleic acid (DNA or RNA) and/or protein analysis(es) are added to the current PLA test, or 2. The name of the PLA test has changed in association with changes in test performance or test characteristics. The addition or modification of the therapeutic applications of the test require submission of a code change application, but it may not require a new code number. | 0001U-0599U | https://www.aapc.com/codes/cpt-codes/0032U | 2025-10-27T16:49:25.006221Z
0033U | HTR2A (5-hydroxytryptamine receptor 2A), HTR2C (5-hydroxytryptamine receptor 2C) (eg, citalopram metabolism) gene analysis, common variants (ie, HTR2A rs7997012 [c.614-2211T>C], HTR2C rs3813929 [c.-759C>T] and rs1414334 [c.551-3008C>G]) | This is a Proprietary Laboratory Analyses (PLA) code, meaning that the code describes only one unique lab test made by a specific manufacturer or performed by a specific lab. Code 0033U describes the Serotonin Receptor Genotype (HTR2A and HTR2C) test from the Mayo Clinic. Explanation The lab analyst performs the lab tests on blood or saliva for HTR2A (5–hydroxytryptamine receptor 2A), HTR2C (5–hydroxytryptamine receptor 2C) gene analysis including common variants (HTR2A rs7997012 [c.614–2211T>C], HTR2C rs3813929 [c.–759C>T] and rs1414334 [c.551–3008C>G]). The lab analyst performs all technical steps, from extracting the nucleic acids by methods such as digestion and cell lysis (using an agent or substance to break down cells into their components), to increasing and stabilizing the quantity of nucleic acid for analysis by amplification (making more copies of the gene), to detecting the target genes by methods such as nucleic acid probes. Although not limited to testing for a specific condition, clinicians may order this test to guide their choice of antidepressants, such as citalopram, and treatment choice in patients on antipsychotic medications who are at risk of gaining weight or developing metabolic syndrome. Terminology Amplification: Making more copies of desired gene for study by processes such as polymerase chain reaction, called PCR, or transcription of DNA to RNA and reverse transcription from RNA to make an additional copy of the DNA. Gene: Specific nucleic acid sequence associated with a unique function in the body such as production of a specific protein. Lysis: Breakdown of cells, releasing cell contents such as nucleic acids. Mutation: Alteration in DNA sequence that may lead to pathologic changes in the organism. Nucleic acid: DNA or RNA; sequence of specific biological chemicals, called nucleotides, that carry genetic information. Variant: Gene that differs from the usual nucleic acid sequence due to events such as nucleotide deletions/insertions or substitutions; may cause conditions such as genetic disorders or cancer. Tips Use this code only for the appropriate proprietary test, the Serotonin Receptor Genotype (HTR2A and HTR2C) from the Mayo Clinic; report one unit of this code for a single specimen analyzed on a single date of service. This test is not yet approved by the FDA, and that may affect payment. Some payers may pay separately for collection of the specimen; check with the appropriate payer. Additional Info “U” codes are included in the CPT® code set to identify specific proprietary laboratory analyses (PLA) tests. PLA codes take precedence over the usual 80000 series codes for laboratory/pathology. Use this code only for the above–described test; do not report this test using any other CPT® code. PLA code descriptors follow existing code conventions when possible, and lab techniques used include multianalyte assays with algorithmic analyses (MAAA) and genomic sequencing procedures (GSP), among others. Read Less | Range Specific Guideline Proprietary laboratory analyses (PLA) codes describe proprietary clinical laboratory analyses and can be either provided by a single ("sole-source") laboratory or licensed or marketed to multiple providing laboratories (eg, cleared or approved by the Food and Drug Administration [FDA]). This subsection includes advanced diagnostic laboratory tests (ADLTs) and clinical diagnostic laboratory tests (CDLTs), as defined under the Protecting Access to Medicare Act (PAMA) of 2014. These analyses may include a range of medical laboratory tests including, but not limited to, multianalyte assays with algorithmic analyses (MAAA) and genomic sequencing procedures (GSP). The descriptor nomenclature follows, where possible, existing code conventions (eg, MAAA, GSP). Unless specifically noted, even though the Proprietary Laboratory Analyses section of the code set is located at the end of the Pathology and Laboratory section of the code set, a PLA code does not fulfill Category I code criteria. PLA codes are not required to fulfill the Category I criteria. The standards for inclusion in the PLA section are: The test must be commercially available in the United States for use on human specimens and The clinical laboratory or manufacturer that offers the test must request the code. For similar laboratory analyses that fulfill Category I criteria, see codes listed in the numeric 80000 series. When a PLA code is available to report a given proprietary laboratory service, that PLA code takes precedence. The service should not be reported with any other CPT® code(s) and other CPT® code(s) should not be used to report services that may be reported with that specific PLA code. These codes encompass all analytical services required for the analysis (eg, cell lysis, nucleic acid stabilization, extraction, digestion, amplification, hybridization and detection). For molecular analyses, additional procedures that are required prior to cell lysis (eg, microdissection [codes 88380 and 88381]) may be reported separately. Codes in this subsection are released on a quarterly basis to expedite dissemination for reporting. PLA codes will be published electronically on the AMA CPT® website (ama-assn.org/cpt-pla-codes), distributed via CPT® data files on a quarterly basis, and, at a minimum, made available in print annually in the CPT® codebook. See the Introduction section of the CPT® code set for a complete list of the dates of release and implementation. All codes that are included in this section are also included in Appendix O, with the procedure's proprietary name. In order to report a PLA code, the analysis performed must fulfill the code descriptor and must be the test represented by the proprietary name listed in Appendix O. In some instances, the descriptor language of PLA codes may be identical and the code may only be differentiated by the listed proprietary name in Appendix O. When more than one PLA has an identical descriptor, the codes will be denoted by the symbol "â™“." All PLA tests will have assigned codes in the PLA section of the code set. Any PLA coded test(s) that satisfies Category I criteria and has been accepted by the CPT® Editorial Panel will be designated by the addition of the symbol "^" to the existing PLA code and will remain in the PLA section of the code set. If a proprietary test has already been accepted for a Category I code and a code has not been published, subsequent application for a PLA code will take precedence. The code will only be placed in the PLA section. The accuracy of a PLA code is to be maintained by the original applicant, or the current owner of the test kit or laboratory performing the proprietary test. A new PLA code is required when: 1. Additional nucleic acid (DNA or RNA) and/or protein analysis(es) are added to the current PLA test, or 2. The name of the PLA test has changed in association with changes in test performance or test characteristics. The addition or modification of the therapeutic applications of the test require submission of a code change application, but it may not require a new code number. | 0001U-0599U | https://www.aapc.com/codes/cpt-codes/0033U | 2025-10-27T16:49:42.679667Z
0034U | TPMT (thiopurine S-methyltransferase), NUDT15 (nudix hydroxylase 15) (eg, thiopurine metabolism) gene analysis, common variants (ie, TPMT *2, *3A, *3B, *3C, *4, *5, *6, *8, *12; NUDT15 *3, *4, *5) | This is a Proprietary Laboratory Analyses (PLA) code, meaning that the code describes only one unique lab test made by a specific manufacturer or performed by a specific lab. Code 0034U describes the Thiopurine Methyltransferase (TPMT) and Nudix Hydrolase (NUDT15) Genotyping from the Mayo Clinic. Explanation The lab analyst performs the lab tests on blood or saliva for TPMT (thiopurine S–methyltransferase), NUDT15 (nudix hydroxylase 15) gene analysis, common variants (TPMT *2, *3A, *3B, *3C, *4, *5, *6, *8, *12; NUDT15 *3, *4, *5), genetic variants related to thiopurine metabolism. The lab analyst performs all technical steps, from extracting the nucleic acids by methods such as digestion and cell lysis (using an agent or substance to break down cells into their components), to increasing and stabilizing the quantity of nucleic acid for analysis by amplification (making more copies of the gene), to detecting the target genes by methods such as nucleic acid probes. Although not limited to testing for a specific condition, clinicians may order this test to identify patients who may have a toxic response to thiopurine drugs, such as 6–mercaptopurine, 6–thioguanine, and azathioprine. Terminology Amplification: Making more copies of desired gene for study by processes such as polymerase chain reaction, called PCR, or transcription of DNA to RNA and reverse transcription from RNA to make an additional copy of the DNA. Gene: Specific nucleic acid sequence associated with a unique function in the body such as production of a specific protein. Lysis: Breakdown of cells, releasing cell contents such as nucleic acids. Mutation: Alteration in DNA sequence that may lead to pathologic changes in the organism. Nucleic acid: DNA or RNA; sequence of specific biological chemicals, called nucleotides, that carry genetic information. Variant: Gene that differs from the usual nucleic acid sequence due to events such as nucleotide deletions/insertions or substitutions; may cause conditions such as genetic disorders or cancer. Tips Use this code only for the appropriate proprietary test, Thiopurine Methyltransferase (TPMT) and Nudix Hydrolase (NUDT15) Genotyping from the Mayo Clinic; report one unit of this code for a single specimen analyzed on a single date of service. Some payers may pay separately for collection of the specimen; check with the appropriate payer. Additional Info “U” codes are included in the CPT® code set to identify specific proprietary laboratory analyses (PLA) tests. PLA codes take precedence over the usual 80000 series codes for laboratory/pathology. Use this code only for the above–described test; do not report this test using any other CPT® code. PLA code descriptors follow existing code conventions when possible, and lab techniques used include multianalyte assays with algorithmic analyses (MAAA) and genomic sequencing procedures (GSP), among others. Read Less | Range Specific Guideline Proprietary laboratory analyses (PLA) codes describe proprietary clinical laboratory analyses and can be either provided by a single ("sole-source") laboratory or licensed or marketed to multiple providing laboratories (eg, cleared or approved by the Food and Drug Administration [FDA]). This subsection includes advanced diagnostic laboratory tests (ADLTs) and clinical diagnostic laboratory tests (CDLTs), as defined under the Protecting Access to Medicare Act (PAMA) of 2014. These analyses may include a range of medical laboratory tests including, but not limited to, multianalyte assays with algorithmic analyses (MAAA) and genomic sequencing procedures (GSP). The descriptor nomenclature follows, where possible, existing code conventions (eg, MAAA, GSP). Unless specifically noted, even though the Proprietary Laboratory Analyses section of the code set is located at the end of the Pathology and Laboratory section of the code set, a PLA code does not fulfill Category I code criteria. PLA codes are not required to fulfill the Category I criteria. The standards for inclusion in the PLA section are: The test must be commercially available in the United States for use on human specimens and The clinical laboratory or manufacturer that offers the test must request the code. For similar laboratory analyses that fulfill Category I criteria, see codes listed in the numeric 80000 series. When a PLA code is available to report a given proprietary laboratory service, that PLA code takes precedence. The service should not be reported with any other CPT® code(s) and other CPT® code(s) should not be used to report services that may be reported with that specific PLA code. These codes encompass all analytical services required for the analysis (eg, cell lysis, nucleic acid stabilization, extraction, digestion, amplification, hybridization and detection). For molecular analyses, additional procedures that are required prior to cell lysis (eg, microdissection [codes 88380 and 88381]) may be reported separately. Codes in this subsection are released on a quarterly basis to expedite dissemination for reporting. PLA codes will be published electronically on the AMA CPT® website (ama-assn.org/cpt-pla-codes), distributed via CPT® data files on a quarterly basis, and, at a minimum, made available in print annually in the CPT® codebook. See the Introduction section of the CPT® code set for a complete list of the dates of release and implementation. All codes that are included in this section are also included in Appendix O, with the procedure's proprietary name. In order to report a PLA code, the analysis performed must fulfill the code descriptor and must be the test represented by the proprietary name listed in Appendix O. In some instances, the descriptor language of PLA codes may be identical and the code may only be differentiated by the listed proprietary name in Appendix O. When more than one PLA has an identical descriptor, the codes will be denoted by the symbol "â™“." All PLA tests will have assigned codes in the PLA section of the code set. Any PLA coded test(s) that satisfies Category I criteria and has been accepted by the CPT® Editorial Panel will be designated by the addition of the symbol "^" to the existing PLA code and will remain in the PLA section of the code set. If a proprietary test has already been accepted for a Category I code and a code has not been published, subsequent application for a PLA code will take precedence. The code will only be placed in the PLA section. The accuracy of a PLA code is to be maintained by the original applicant, or the current owner of the test kit or laboratory performing the proprietary test. A new PLA code is required when: 1. Additional nucleic acid (DNA or RNA) and/or protein analysis(es) are added to the current PLA test, or 2. The name of the PLA test has changed in association with changes in test performance or test characteristics. The addition or modification of the therapeutic applications of the test require submission of a code change application, but it may not require a new code number. | 0001U-0599U | https://www.aapc.com/codes/cpt-codes/0034U | 2025-10-27T16:50:00.308548Z
0035U | Neurology (prion disease), cerebrospinal fluid, detection of prion protein by quakinginduced conformational conversion, qualitative (For additional PLA code with identical clinical descriptor, see 0584U. See Appendix O or the most current listing on the AMA CPT website to determine appropriate code assignment) | This is a Proprietary Laboratory Analyses (PLA) code, meaning that the code applies to only one unique lab test made by a specific manufacturer or performed by a specific lab. Report 0035U only for real–time quaking–induced conversion for prion detection (RT–QuIC) from the National Prion Disease Pathology Surveillance Center. This test uses a specialized technique to detect abnormal prion proteins in cerebrospinal fluid (CSF), which surrounds the brain and spinal cord. The method is called real–time quaking–induced conversion (RT–QuIC), and it produces a qualitative result (positive or negative) to aid in the diagnosis of prion disease. Explanation This code represents real–time quaking–induced conversion for prion detection (RT–QuIC) from the National Prion Disease Pathology Surveillance Center. The test uses a sample of cerebrospinal fluid (CSF), the clear liquid that cushions and protects the brain and spinal cord. The laboratory performs a method known as real–time quaking–induced conversion (RT–QuIC), which involves intermittent shaking cycles, to detect abnormal prion proteins. Prions are misfolded proteins that can cause neurodegenerative conditions. In RT–QuIC, the presence of abnormal prions causes normal prion protein to misfold and aggregate, producing a measurable signal. The test result is qualitative, meaning it simply indicates whether the abnormal protein is present or not. Clinicians may order this test for patients who exhibit characteristic neurodegenerative signs and symptoms of human prion disease, such as sporadic Creutzfeldt–Jakob disease (CJD), the most common form of prion disease in humans. Sporadic CJD appears spontaneously, and its cause is not known; a genetic form is very rare, and the acquired infectious form has almost been eliminated. It is believed that prion diseases occur when normal prion proteins convert (misfold) into abnormal, pathologic proteins. These diseases progress rapidly after symptoms, such as dementia, appear and are always fatal. Tips Use this code only for the appropriate proprietary test. Additional Info “U” codes are included in the CPT® code set to identify specific proprietary laboratory analyses (PLA) tests. PLA codes take precedence over the usual 80000 series codes for laboratory/pathology. Use this code only for the above–described test; do not report this test using any other CPT® code. PLA code descriptors follow existing code conventions when possible, and lab techniques used include multianalyte assays with algorithmic analyses (MAAA) and genomic sequencing procedures (GSP), among others. Read Less | Range Specific Guideline Proprietary laboratory analyses (PLA) codes describe proprietary clinical laboratory analyses and can be either provided by a single ("sole-source") laboratory or licensed or marketed to multiple providing laboratories (eg, cleared or approved by the Food and Drug Administration [FDA]). This subsection includes advanced diagnostic laboratory tests (ADLTs) and clinical diagnostic laboratory tests (CDLTs), as defined under the Protecting Access to Medicare Act (PAMA) of 2014. These analyses may include a range of medical laboratory tests including, but not limited to, multianalyte assays with algorithmic analyses (MAAA) and genomic sequencing procedures (GSP). The descriptor nomenclature follows, where possible, existing code conventions (eg, MAAA, GSP). Unless specifically noted, even though the Proprietary Laboratory Analyses section of the code set is located at the end of the Pathology and Laboratory section of the code set, a PLA code does not fulfill Category I code criteria. PLA codes are not required to fulfill the Category I criteria. The standards for inclusion in the PLA section are: The test must be commercially available in the United States for use on human specimens and The clinical laboratory or manufacturer that offers the test must request the code. For similar laboratory analyses that fulfill Category I criteria, see codes listed in the numeric 80000 series. When a PLA code is available to report a given proprietary laboratory service, that PLA code takes precedence. The service should not be reported with any other CPT® code(s) and other CPT® code(s) should not be used to report services that may be reported with that specific PLA code. These codes encompass all analytical services required for the analysis (eg, cell lysis, nucleic acid stabilization, extraction, digestion, amplification, hybridization and detection). For molecular analyses, additional procedures that are required prior to cell lysis (eg, microdissection [codes 88380 and 88381]) may be reported separately. Codes in this subsection are released on a quarterly basis to expedite dissemination for reporting. PLA codes will be published electronically on the AMA CPT® website (ama-assn.org/cpt-pla-codes), distributed via CPT® data files on a quarterly basis, and, at a minimum, made available in print annually in the CPT® codebook. See the Introduction section of the CPT® code set for a complete list of the dates of release and implementation. All codes that are included in this section are also included in Appendix O, with the procedure's proprietary name. In order to report a PLA code, the analysis performed must fulfill the code descriptor and must be the test represented by the proprietary name listed in Appendix O. In some instances, the descriptor language of PLA codes may be identical and the code may only be differentiated by the listed proprietary name in Appendix O. When more than one PLA has an identical descriptor, the codes will be denoted by the symbol "â™“." All PLA tests will have assigned codes in the PLA section of the code set. Any PLA coded test(s) that satisfies Category I criteria and has been accepted by the CPT® Editorial Panel will be designated by the addition of the symbol "^" to the existing PLA code and will remain in the PLA section of the code set. If a proprietary test has already been accepted for a Category I code and a code has not been published, subsequent application for a PLA code will take precedence. The code will only be placed in the PLA section. The accuracy of a PLA code is to be maintained by the original applicant, or the current owner of the test kit or laboratory performing the proprietary test. A new PLA code is required when: 1. Additional nucleic acid (DNA or RNA) and/or protein analysis(es) are added to the current PLA test, or 2. The name of the PLA test has changed in association with changes in test performance or test characteristics. The addition or modification of the therapeutic applications of the test require submission of a code change application, but it may not require a new code number. | 0001U-0599U | https://www.aapc.com/codes/cpt-codes/0035U | 2025-10-27T16:50:19.031867Z
0036U | Exome (ie, somatic mutations), paired formalin-fixed paraffin-embedded tumor tissue and normal specimen, sequence analyses | This is a Proprietary Laboratory Analyses (PLA) code, meaning that the code describes only one unique lab test made by a specific manufacturer or performed by a specific lab. Code 0036U describes the EXaCT–1 whole exome testing from the Lab of Oncology–Molecular Detection, Weill Cornell Medicine–Clinical Genomics Laboratory, which is a molecular assay that sequences only the functional coding regions (exons), expressed as proteins, of the genome — whole exome sequencing (WES) as opposed to sequencing the entire genome. Explanation The lab analyst performs an exome gene sequence analysis to look for gene mutations that might be shared by different cancers. The procedure uses both a tumor sample (specifically, 15 unstained slides and 1 hematoxylin and eosin–stained specimen) from a prior diagnostic procedure and a matched normal sample, such as whole blood or a different type of non–tumor sample from the same patient to sequence over 20,000 genes in both healthy and malignant cells. He extracts DNA from both the tumor sample and the normal sample, which is fragmented by restriction enzymes. Following probe–hybridization, he then uses polymerase chain reaction (PCR) technique for targeted amplification. He applies next–generation sequencing technology to identify point mutations, copy–number alterations, and insertion and deletion mutations. The mutations are then classified, reviewed, and interpreted by a molecular pathologist. Clinicians may order this test for patients with advanced–stage cancers for whom other treatments have failed. This procedure identifies mutations that less comprehensive tests miss. Thus, the test may show that a patient with one type of cancer may carry a mutation associated with a different type of cancer. A drug effective for the cancer with the associated mutation may be effective to treat the unresponsive cancer that the patient has. This allows providers to personalize treatment regimens such as immunotherapy, gene therapy, and checkpoint inhibitor therapy, i.e., drugs (often antibody–based) that block normal proteins on cancer cells that cancer cells use to hide their true nature and keep the immune system from attacking them as it would normally do. Terminology Algorithm: A specific set of step–by–step calculations using defined inputs at each step to produce a useful output; for multianalyte assays with algorithmic analyses (MAAA), the output involves some sort of diagnostic or prognostic information about treatment options or disease outcomes. Amplification: Making more copies of a desired gene for study by processes such as polymerase chain reaction (PCR) or transcription of DNA to RNA and reverse transcription from RNA to make an additional copy of the DNA. Antibody: A protein produced by the body as an immune–system response to a specific antigen, such as a bacteria or foreign substance; lab tests may utilize reactions between antibodies and antigens to identify a substance in a patient specimen; may also be referred to as immunoglobulin. Deoxyribonucleic acid (DNA): A form of nucleic acid that consists of a sequence of specific biological chemicals (nucleotides) which carry genetic information. Enzyme: A biological compound that acts as a selective catalyst to increase the rate and specificity of certain biochemical reactions, such as breaking down a specific compound. Genome: The entire genetic material of an organism, which means the entire DNA sequence. Hybridization: Forming a double–stranded DNA or RNA molecule by combining two complementary single strands, usually to identify a genetic mutation. Mutation: An alteration in a deoxyribonucleic acid (DNA) sequence that may lead to pathologic changes in the organism. Polymerase chain reaction (PCR): A rapid technique for making more copies (amplifying) of a DNA or RNA sequence used in the laboratory. Proteins: Large molecules of amino acids that form and regulate cells, tissues, and structures throughout the body and are a necessary nutritional component; amino acids are organic compounds that combine in chains to form proteins, the body's building blocks, and can provide energy; nonessential amino acids are formed in the body, while essential amino acids must be obtained from food. Tips Use this code only for the appropriate proprietary test; report one unit of this code for a single specimen analyzed on a single date of service. Some payers may pay separately for collection of the separate specimen if a blood sample is used; check with the appropriate payer. Collection of tissue specimens from a prior procedure will be included with the procedure code for the biopsy. Additional Info “U” codes are included in the CPT® code set to identify specific proprietary laboratory analyses (PLA) tests; use this code only for the above–described test. PLA codes take precedence over the usual 8 thousand series codes for laboratory/pathology; do not report this test with any other CPT® code. These codes may be used only for tests performed on human specimens requested by the clinical lab that offers the test. Techniques used include multianalyte assays with algorithmic analyses (MAAA) and genomic sequencing procedures (GSP), and the descriptors follow existing code conventions when possible. Read Less | Range Specific Guideline Proprietary laboratory analyses (PLA) codes describe proprietary clinical laboratory analyses and can be either provided by a single ("sole-source") laboratory or licensed or marketed to multiple providing laboratories (eg, cleared or approved by the Food and Drug Administration [FDA]). This subsection includes advanced diagnostic laboratory tests (ADLTs) and clinical diagnostic laboratory tests (CDLTs), as defined under the Protecting Access to Medicare Act (PAMA) of 2014. These analyses may include a range of medical laboratory tests including, but not limited to, multianalyte assays with algorithmic analyses (MAAA) and genomic sequencing procedures (GSP). The descriptor nomenclature follows, where possible, existing code conventions (eg, MAAA, GSP). Unless specifically noted, even though the Proprietary Laboratory Analyses section of the code set is located at the end of the Pathology and Laboratory section of the code set, a PLA code does not fulfill Category I code criteria. PLA codes are not required to fulfill the Category I criteria. The standards for inclusion in the PLA section are: The test must be commercially available in the United States for use on human specimens and The clinical laboratory or manufacturer that offers the test must request the code. For similar laboratory analyses that fulfill Category I criteria, see codes listed in the numeric 80000 series. When a PLA code is available to report a given proprietary laboratory service, that PLA code takes precedence. The service should not be reported with any other CPT® code(s) and other CPT® code(s) should not be used to report services that may be reported with that specific PLA code. These codes encompass all analytical services required for the analysis (eg, cell lysis, nucleic acid stabilization, extraction, digestion, amplification, hybridization and detection). For molecular analyses, additional procedures that are required prior to cell lysis (eg, microdissection [codes 88380 and 88381]) may be reported separately. Codes in this subsection are released on a quarterly basis to expedite dissemination for reporting. PLA codes will be published electronically on the AMA CPT® website (ama-assn.org/cpt-pla-codes), distributed via CPT® data files on a quarterly basis, and, at a minimum, made available in print annually in the CPT® codebook. See the Introduction section of the CPT® code set for a complete list of the dates of release and implementation. All codes that are included in this section are also included in Appendix O, with the procedure's proprietary name. In order to report a PLA code, the analysis performed must fulfill the code descriptor and must be the test represented by the proprietary name listed in Appendix O. In some instances, the descriptor language of PLA codes may be identical and the code may only be differentiated by the listed proprietary name in Appendix O. When more than one PLA has an identical descriptor, the codes will be denoted by the symbol "â™“." All PLA tests will have assigned codes in the PLA section of the code set. Any PLA coded test(s) that satisfies Category I criteria and has been accepted by the CPT® Editorial Panel will be designated by the addition of the symbol "^" to the existing PLA code and will remain in the PLA section of the code set. If a proprietary test has already been accepted for a Category I code and a code has not been published, subsequent application for a PLA code will take precedence. The code will only be placed in the PLA section. The accuracy of a PLA code is to be maintained by the original applicant, or the current owner of the test kit or laboratory performing the proprietary test. A new PLA code is required when: 1. Additional nucleic acid (DNA or RNA) and/or protein analysis(es) are added to the current PLA test, or 2. The name of the PLA test has changed in association with changes in test performance or test characteristics. The addition or modification of the therapeutic applications of the test require submission of a code change application, but it may not require a new code number. | 0001U-0599U | https://www.aapc.com/codes/cpt-codes/0036U | 2025-10-27T16:50:37.447486Z
0037U | Targeted genomic sequence analysis, solid organ neoplasm, DNA analysis of 324 genes, interrogation for sequence variants, gene copy number amplifications, gene rearrangements, microsatellite instability and tumor mutational burden | This is a Proprietary Laboratory Analyses (PLA) code, meaning that the code describes only one unique lab test made by a specific manufacturer or performed by a specific lab. Code 0037U describes the FoundationOne CDx™ (F1CDx®) test, a companion diagnostic (CDx) test for five tumor indications, from Foundation Medicine, Inc. Explanation The lab analyst performs targeted genomic sequencing analysis using hybridization–based capture to isolate DNA from formalin–fixed paraffin–embedded (FFPE) tumor tissue specimens. He adds reagents and applies next–generation sequencing technology and custom software to identify substitutions, insertion and deletion alterations, and copy number alterations in 324 genes, select gene rearrangements, and certain molecular changes (microsatellite instability and tumor mutational burden). The mutations are then classified, reviewed, and interpreted by a molecular pathologist. Clinicians may order this test to identify patients who may be candidates for specific targeted chemotherapies for cancers such as melanoma, non–small cell lung cancer, and breast, ovarian, and colorectal cancer. Terminology Algorithm: A specific set of step–by–step calculations using defined inputs at each step to produce a useful output; for multianalyte assays with algorithmic analyses (MAAA), the output involves some sort of diagnostic or prognostic information about treatment options or disease outcomes. Amplification: Making more copies of a desired gene for study by processes such as polymerase chain reaction (PCR) or transcription of DNA to RNA and reverse transcription from RNA to make an additional copy of the DNA. Formalin: Diluted formaldehyde used to preserve biologic tissue for laboratory analysis. Gene: Specific nucleic acid sequence associated with a unique function in the body such as production of a specific protein. Hybridization: Forming a double–stranded DNA or RNA molecule by combining two complementary single strands, usually to identify a genetic mutation. Mutation: An alteration in a deoxyribonucleic acid (DNA) sequence that may lead to pathologic changes in the organism. Paraffin: A type of wax used in the laboratory to imbed tissue specimens so that they can be handled more easily, e.g., sliced very thin, and preserved. Reagent: A substance used in a lab test to bring about a desired change or reaction, often to reveal the presence or quantity of another substance that is the focus of the test. Tips Report one unit of this code for a single specimen analyzed on a single date of service. Additional Info “U” codes are included in the CPT® code set to identify specific proprietary laboratory analyses (PLA) tests. PLA codes take precedence over the usual 80000 series codes for laboratory/pathology. Use this code only for the above–described test; do not report this test using any other CPT® code. PLA code descriptors follow existing code conventions when possible, and lab techniques used include multianalyte assays with algorithmic analyses (MAAA) and genomic sequencing procedures (GSP), among others. Read Less | Range Specific Guideline Proprietary laboratory analyses (PLA) codes describe proprietary clinical laboratory analyses and can be either provided by a single ("sole-source") laboratory or licensed or marketed to multiple providing laboratories (eg, cleared or approved by the Food and Drug Administration [FDA]). This subsection includes advanced diagnostic laboratory tests (ADLTs) and clinical diagnostic laboratory tests (CDLTs), as defined under the Protecting Access to Medicare Act (PAMA) of 2014. These analyses may include a range of medical laboratory tests including, but not limited to, multianalyte assays with algorithmic analyses (MAAA) and genomic sequencing procedures (GSP). The descriptor nomenclature follows, where possible, existing code conventions (eg, MAAA, GSP). Unless specifically noted, even though the Proprietary Laboratory Analyses section of the code set is located at the end of the Pathology and Laboratory section of the code set, a PLA code does not fulfill Category I code criteria. PLA codes are not required to fulfill the Category I criteria. The standards for inclusion in the PLA section are: The test must be commercially available in the United States for use on human specimens and The clinical laboratory or manufacturer that offers the test must request the code. For similar laboratory analyses that fulfill Category I criteria, see codes listed in the numeric 80000 series. When a PLA code is available to report a given proprietary laboratory service, that PLA code takes precedence. The service should not be reported with any other CPT® code(s) and other CPT® code(s) should not be used to report services that may be reported with that specific PLA code. These codes encompass all analytical services required for the analysis (eg, cell lysis, nucleic acid stabilization, extraction, digestion, amplification, hybridization and detection). For molecular analyses, additional procedures that are required prior to cell lysis (eg, microdissection [codes 88380 and 88381]) may be reported separately. Codes in this subsection are released on a quarterly basis to expedite dissemination for reporting. PLA codes will be published electronically on the AMA CPT® website (ama-assn.org/cpt-pla-codes), distributed via CPT® data files on a quarterly basis, and, at a minimum, made available in print annually in the CPT® codebook. See the Introduction section of the CPT® code set for a complete list of the dates of release and implementation. All codes that are included in this section are also included in Appendix O, with the procedure's proprietary name. In order to report a PLA code, the analysis performed must fulfill the code descriptor and must be the test represented by the proprietary name listed in Appendix O. In some instances, the descriptor language of PLA codes may be identical and the code may only be differentiated by the listed proprietary name in Appendix O. When more than one PLA has an identical descriptor, the codes will be denoted by the symbol "â™“." All PLA tests will have assigned codes in the PLA section of the code set. Any PLA coded test(s) that satisfies Category I criteria and has been accepted by the CPT® Editorial Panel will be designated by the addition of the symbol "^" to the existing PLA code and will remain in the PLA section of the code set. If a proprietary test has already been accepted for a Category I code and a code has not been published, subsequent application for a PLA code will take precedence. The code will only be placed in the PLA section. The accuracy of a PLA code is to be maintained by the original applicant, or the current owner of the test kit or laboratory performing the proprietary test. A new PLA code is required when: 1. Additional nucleic acid (DNA or RNA) and/or protein analysis(es) are added to the current PLA test, or 2. The name of the PLA test has changed in association with changes in test performance or test characteristics. The addition or modification of the therapeutic applications of the test require submission of a code change application, but it may not require a new code number. | 0001U-0599U | https://www.aapc.com/codes/cpt-codes/0037U | 2025-10-27T16:50:55.356742Z
0038U | Vitamin D, 25 hydroxy D2 and D3, by LC-MS/MS, serum microsample, quantitative | This is a Proprietary Laboratory Analyses (PLA) code, meaning that the code describes only one unique lab test made by a specific manufacturer or performed by a specific lab. Code 0038U describes the Sensieva Droplet™ 25 OH vitamin D2/D3 microvolume LC/MS assay from InSource Diagnostics, which is a quantitative test for vitamin D on a very small serum sample using liquid chromatography with tandem mass spectrometry (LC–MS/MS). Explanation Sensieva™ uses a small blood serum sample from a heel or fingerstick. The lab analyst performs quantitative test(s) via instrumented chemistry analyzers to measure vitamin D, 25 hydroxy D2 and D3 levels. The test combines liquid chromatography (LC), which separates components by passing the mixture through a mobile phase in which the components move at different rates and mass spectrometry (MS), a technique to identify the components and amounts of a mixture by ionizing, separating by mass–to–charge ratio, and detecting the components. Clinicians may order this test for patients with suspected vitamin D deficiency; vitamin D plays an important role in musculoskeletal, immune, cardiovascular, and reproductive health. Terminology Algorithm: A specific set of step–by–step calculations using defined inputs at each step to produce a useful output; for multianalyte assays with algorithmic analyses (MAAA), the output involves some sort of diagnostic or prognostic information about treatment options or disease outcomes. Amplification: Making more copies of a desired gene for study by processes such as polymerase chain reaction (PCR) or transcription of DNA to RNA and reverse transcription from RNA to make an additional copy of the DNA. Liquid chromatography: A lab test that mixes the patient's blood or urine sample with a reagent and then using pressure, passes it through a solid material; the components in the blood are absorbed at different areas in the solid material making the components easy to quantify. Mass spectrometry: A lab technique that separates the components of a sample based on their mass. Quantitative measurement: Test to measure the specific quantity of a substance in the specimen. Tips Use this code only for the appropriate proprietary test; report one unit of this code for a single specimen analyzed on a single date of service. Some payers may pay separately for collection of the specimen; check with the appropriate payer. Additional Info “U” codes are included in the CPT® code set to identify specific proprietary laboratory analyses (PLA) tests. PLA codes take precedence over the usual 80000 series codes for laboratory/pathology. Use this code only for the above–described test; do not report this test using any other CPT® code. PLA code descriptors follow existing code conventions when possible, and lab techniques used include multianalyte assays with algorithmic analyses (MAAA) and genomic sequencing procedures (GSP), among others. Read Less | Range Specific Guideline Proprietary laboratory analyses (PLA) codes describe proprietary clinical laboratory analyses and can be either provided by a single ("sole-source") laboratory or licensed or marketed to multiple providing laboratories (eg, cleared or approved by the Food and Drug Administration [FDA]). This subsection includes advanced diagnostic laboratory tests (ADLTs) and clinical diagnostic laboratory tests (CDLTs), as defined under the Protecting Access to Medicare Act (PAMA) of 2014. These analyses may include a range of medical laboratory tests including, but not limited to, multianalyte assays with algorithmic analyses (MAAA) and genomic sequencing procedures (GSP). The descriptor nomenclature follows, where possible, existing code conventions (eg, MAAA, GSP). Unless specifically noted, even though the Proprietary Laboratory Analyses section of the code set is located at the end of the Pathology and Laboratory section of the code set, a PLA code does not fulfill Category I code criteria. PLA codes are not required to fulfill the Category I criteria. The standards for inclusion in the PLA section are: The test must be commercially available in the United States for use on human specimens and The clinical laboratory or manufacturer that offers the test must request the code. For similar laboratory analyses that fulfill Category I criteria, see codes listed in the numeric 80000 series. When a PLA code is available to report a given proprietary laboratory service, that PLA code takes precedence. The service should not be reported with any other CPT® code(s) and other CPT® code(s) should not be used to report services that may be reported with that specific PLA code. These codes encompass all analytical services required for the analysis (eg, cell lysis, nucleic acid stabilization, extraction, digestion, amplification, hybridization and detection). For molecular analyses, additional procedures that are required prior to cell lysis (eg, microdissection [codes 88380 and 88381]) may be reported separately. Codes in this subsection are released on a quarterly basis to expedite dissemination for reporting. PLA codes will be published electronically on the AMA CPT® website (ama-assn.org/cpt-pla-codes), distributed via CPT® data files on a quarterly basis, and, at a minimum, made available in print annually in the CPT® codebook. See the Introduction section of the CPT® code set for a complete list of the dates of release and implementation. All codes that are included in this section are also included in Appendix O, with the procedure's proprietary name. In order to report a PLA code, the analysis performed must fulfill the code descriptor and must be the test represented by the proprietary name listed in Appendix O. In some instances, the descriptor language of PLA codes may be identical and the code may only be differentiated by the listed proprietary name in Appendix O. When more than one PLA has an identical descriptor, the codes will be denoted by the symbol "â™“." All PLA tests will have assigned codes in the PLA section of the code set. Any PLA coded test(s) that satisfies Category I criteria and has been accepted by the CPT® Editorial Panel will be designated by the addition of the symbol "^" to the existing PLA code and will remain in the PLA section of the code set. If a proprietary test has already been accepted for a Category I code and a code has not been published, subsequent application for a PLA code will take precedence. The code will only be placed in the PLA section. The accuracy of a PLA code is to be maintained by the original applicant, or the current owner of the test kit or laboratory performing the proprietary test. A new PLA code is required when: 1. Additional nucleic acid (DNA or RNA) and/or protein analysis(es) are added to the current PLA test, or 2. The name of the PLA test has changed in association with changes in test performance or test characteristics. The addition or modification of the therapeutic applications of the test require submission of a code change application, but it may not require a new code number. | 0001U-0599U | https://www.aapc.com/codes/cpt-codes/0038U | 2025-10-27T16:51:13.389038Z
0039U | Deoxyribonucleic acid (DNA) antibody, double stranded, high avidity | This is a Proprietary Laboratory Analyses (PLA) code, meaning that the code describes only one unique lab test made by a specific manufacturer or performed by a specific lab. Code 0039U describes the anti–dsDNA, high salt/avidity laboratory tests from the University of Washington, Department of Laboratory Medicine, which is a test for salt–resistant antibodies to double–stranded DNA, which is predictive of systemic lupus erythematosus disease activity. Explanation After using standard ELISA to determine anti–dsDNA titers in a blood or serum sample, the technician follows up a positive ELISA with a modified high–salt anti–dsDNA test, which detects only high–avidity anti–dsDNA. Double–stranded DNA antibodies are autoantibodies or antinuclear antibodies (ANA) that are considered diagnostic of systemic lupus erythematosus Clinicians may order this test for patients with active and quiescent systemic lupus erythematosus (SLE), an autoimmune disease of the connective tissues in which autoantibodies attack the DNA of the body’s own cells, resulting in damage to organs, joints, and other tissues. Terminology Algorithm: A specific set of step–by–step calculations using defined inputs at each step to produce a useful output; for multianalyte assays with algorithmic analyses (MAAA), the output involves some sort of diagnostic or prognostic information about treatment options or disease outcomes. Amplification: Making more copies of a desired gene for study by processes such as polymerase chain reaction (PCR) or transcription of DNA to RNA and reverse transcription from RNA to make an additional copy of the DNA. Antibody: A protein produced by the body as an immune–system response to a specific antigen, such as a bacteria or foreign substance; lab tests may utilize reactions between antibodies and antigens to identify a substance in a patient specimen; may also be referred to as immunoglobulin. Antinuclear antibody: An immune system related protein that reacts against substances within the nucleus of a cell; laboratory tests for antinuclear antibodies help diagnose autoimmune diseases. Autoimmune disease: Disease caused by the reaction of antibodies against the body's own proteins. Deoxyribonucleic acid (DNA): A form of nucleic acid that consists of a sequence of specific biological chemicals (nucleotides) which carry genetic information. Enzyme–linked immunosorbent assay (ELISA): A laboratory testing method using an enzyme attached to an antigen or antibody used as a marker to detect a specific substance, such as another antigen or antibody. Tips Use this code only for the appropriate proprietary test; report one unit of this code for a single specimen analyzed on a single date of service. Some payers may pay separately for collection of the specimen; check with the appropriate payer. Additional Info “U” codes are included in the CPT® code set to identify specific proprietary laboratory analyses (PLA) tests. PLA codes take precedence over the usual 80000 series codes for laboratory/pathology. Use this code only for the above–described test; do not report this test using any other CPT® code. PLA code descriptors follow existing code conventions when possible, and lab techniques used include multianalyte assays with algorithmic analyses (MAAA) and genomic sequencing procedures (GSP), among others. Read Less | Range Specific Guideline Proprietary laboratory analyses (PLA) codes describe proprietary clinical laboratory analyses and can be either provided by a single ("sole-source") laboratory or licensed or marketed to multiple providing laboratories (eg, cleared or approved by the Food and Drug Administration [FDA]). This subsection includes advanced diagnostic laboratory tests (ADLTs) and clinical diagnostic laboratory tests (CDLTs), as defined under the Protecting Access to Medicare Act (PAMA) of 2014. These analyses may include a range of medical laboratory tests including, but not limited to, multianalyte assays with algorithmic analyses (MAAA) and genomic sequencing procedures (GSP). The descriptor nomenclature follows, where possible, existing code conventions (eg, MAAA, GSP). Unless specifically noted, even though the Proprietary Laboratory Analyses section of the code set is located at the end of the Pathology and Laboratory section of the code set, a PLA code does not fulfill Category I code criteria. PLA codes are not required to fulfill the Category I criteria. The standards for inclusion in the PLA section are: The test must be commercially available in the United States for use on human specimens and The clinical laboratory or manufacturer that offers the test must request the code. For similar laboratory analyses that fulfill Category I criteria, see codes listed in the numeric 80000 series. When a PLA code is available to report a given proprietary laboratory service, that PLA code takes precedence. The service should not be reported with any other CPT® code(s) and other CPT® code(s) should not be used to report services that may be reported with that specific PLA code. These codes encompass all analytical services required for the analysis (eg, cell lysis, nucleic acid stabilization, extraction, digestion, amplification, hybridization and detection). For molecular analyses, additional procedures that are required prior to cell lysis (eg, microdissection [codes 88380 and 88381]) may be reported separately. Codes in this subsection are released on a quarterly basis to expedite dissemination for reporting. PLA codes will be published electronically on the AMA CPT® website (ama-assn.org/cpt-pla-codes), distributed via CPT® data files on a quarterly basis, and, at a minimum, made available in print annually in the CPT® codebook. See the Introduction section of the CPT® code set for a complete list of the dates of release and implementation. All codes that are included in this section are also included in Appendix O, with the procedure's proprietary name. In order to report a PLA code, the analysis performed must fulfill the code descriptor and must be the test represented by the proprietary name listed in Appendix O. In some instances, the descriptor language of PLA codes may be identical and the code may only be differentiated by the listed proprietary name in Appendix O. When more than one PLA has an identical descriptor, the codes will be denoted by the symbol "â™“." All PLA tests will have assigned codes in the PLA section of the code set. Any PLA coded test(s) that satisfies Category I criteria and has been accepted by the CPT® Editorial Panel will be designated by the addition of the symbol "^" to the existing PLA code and will remain in the PLA section of the code set. If a proprietary test has already been accepted for a Category I code and a code has not been published, subsequent application for a PLA code will take precedence. The code will only be placed in the PLA section. The accuracy of a PLA code is to be maintained by the original applicant, or the current owner of the test kit or laboratory performing the proprietary test. A new PLA code is required when: 1. Additional nucleic acid (DNA or RNA) and/or protein analysis(es) are added to the current PLA test, or 2. The name of the PLA test has changed in association with changes in test performance or test characteristics. The addition or modification of the therapeutic applications of the test require submission of a code change application, but it may not require a new code number. | 0001U-0599U | https://www.aapc.com/codes/cpt-codes/0039U | 2025-10-27T16:51:31.306676Z
0040U | BCR/ABL1 (t(9;22)) (eg, chronic myelogenous leukemia) translocation analysis, major breakpoint, quantitative | This is a Proprietary Laboratory Analyses (PLA) code, meaning that the code describes only one unique lab test made by a specific manufacturer or performed by a specific lab. Code 0040U describes the MRDx® BCR–ABL test from MolecularMD, which measures BCR–ABL mRNA (transcripts e13a2/b2a2 or e14a2/b3a2) and the ABL endogenous control mRNA to monitor chronic myelogenous leukemia. Explanation The technician performs in vitro diagnostic testing on a peripheral blood specimen using both reverse transcription and real–time quantitative polymerase chain reaction (RT–qPCR), in the same well, to quantify BCR–ABL mRNA (transcripts e13a2/b2a2 or e14a2/b3a2) and the ABL endogenous (internal) control mRNA. The BCR/ABL to ABL ratio is calculated and reported on the International Scale. Clinicians may order this test to monitor BCR–ABL mRNA transcript levels in patients previously diagnosed with chronic myelogenous leukemia (CML). Leukemia is a cancer of the blood cells, with various types named after the specific blood cell type that becomes cancerous; it almost always results in a great increase in white blood cells (leukocytes). Terminology Algorithm: A specific set of step–by–step calculations using defined inputs at each step to produce a useful output; for multianalyte assays with algorithmic analyses (MAAA), the output involves some sort of diagnostic or prognostic information about treatment options or disease outcomes. Amplification: Making more copies of a desired gene for study by processes such as polymerase chain reaction (PCR) or transcription of DNA to RNA and reverse transcription from RNA to make an additional copy of the DNA. Polymerase chain reaction (PCR): A rapid technique for making more copies (amplifying) of a DNA or RNA sequence used in the laboratory. Quantitative measurement: Test to measure the specific quantity of a substance in the specimen. Reverse transcription: Generation of a complementary DNA sequence from a template of RNA. Ribonucleic acid (RNA): One of the essential building blocks of life, along with deoxyribonucleic acid (DNA) and proteins; RNA acts as a messenger (mRNA), carrying genetic information from DNA to proteins, helps regulate cellular processes, and, like enzymes, can speed up chemical reactions; RNA, rather than DNA, carries genetic information in some important viruses. Tips Use this code only for the appropriate proprietary test; report one unit of this code for a single specimen analyzed on a single date of service. Some payers may pay separately for collection of the specimen; check with the appropriate payer. Additional Info “U” codes are included in the CPT® code set to identify specific proprietary laboratory analyses (PLA) tests. PLA codes take precedence over the usual 80000 series codes for laboratory/pathology. Use this code only for the above–described test; do not report this test using any other CPT® code. PLA code descriptors follow existing code conventions when possible, and lab techniques used include multianalyte assays with algorithmic analyses (MAAA) and genomic sequencing procedures (GSP), among others. Read Less | Range Specific Guideline Proprietary laboratory analyses (PLA) codes describe proprietary clinical laboratory analyses and can be either provided by a single ("sole-source") laboratory or licensed or marketed to multiple providing laboratories (eg, cleared or approved by the Food and Drug Administration [FDA]). This subsection includes advanced diagnostic laboratory tests (ADLTs) and clinical diagnostic laboratory tests (CDLTs), as defined under the Protecting Access to Medicare Act (PAMA) of 2014. These analyses may include a range of medical laboratory tests including, but not limited to, multianalyte assays with algorithmic analyses (MAAA) and genomic sequencing procedures (GSP). The descriptor nomenclature follows, where possible, existing code conventions (eg, MAAA, GSP). Unless specifically noted, even though the Proprietary Laboratory Analyses section of the code set is located at the end of the Pathology and Laboratory section of the code set, a PLA code does not fulfill Category I code criteria. PLA codes are not required to fulfill the Category I criteria. The standards for inclusion in the PLA section are: The test must be commercially available in the United States for use on human specimens and The clinical laboratory or manufacturer that offers the test must request the code. For similar laboratory analyses that fulfill Category I criteria, see codes listed in the numeric 80000 series. When a PLA code is available to report a given proprietary laboratory service, that PLA code takes precedence. The service should not be reported with any other CPT® code(s) and other CPT® code(s) should not be used to report services that may be reported with that specific PLA code. These codes encompass all analytical services required for the analysis (eg, cell lysis, nucleic acid stabilization, extraction, digestion, amplification, hybridization and detection). For molecular analyses, additional procedures that are required prior to cell lysis (eg, microdissection [codes 88380 and 88381]) may be reported separately. Codes in this subsection are released on a quarterly basis to expedite dissemination for reporting. PLA codes will be published electronically on the AMA CPT® website (ama-assn.org/cpt-pla-codes), distributed via CPT® data files on a quarterly basis, and, at a minimum, made available in print annually in the CPT® codebook. See the Introduction section of the CPT® code set for a complete list of the dates of release and implementation. All codes that are included in this section are also included in Appendix O, with the procedure's proprietary name. In order to report a PLA code, the analysis performed must fulfill the code descriptor and must be the test represented by the proprietary name listed in Appendix O. In some instances, the descriptor language of PLA codes may be identical and the code may only be differentiated by the listed proprietary name in Appendix O. When more than one PLA has an identical descriptor, the codes will be denoted by the symbol "â™“." All PLA tests will have assigned codes in the PLA section of the code set. Any PLA coded test(s) that satisfies Category I criteria and has been accepted by the CPT® Editorial Panel will be designated by the addition of the symbol "^" to the existing PLA code and will remain in the PLA section of the code set. If a proprietary test has already been accepted for a Category I code and a code has not been published, subsequent application for a PLA code will take precedence. The code will only be placed in the PLA section. The accuracy of a PLA code is to be maintained by the original applicant, or the current owner of the test kit or laboratory performing the proprietary test. A new PLA code is required when: 1. Additional nucleic acid (DNA or RNA) and/or protein analysis(es) are added to the current PLA test, or 2. The name of the PLA test has changed in association with changes in test performance or test characteristics. The addition or modification of the therapeutic applications of the test require submission of a code change application, but it may not require a new code number. | 0001U-0599U | https://www.aapc.com/codes/cpt-codes/0040U | 2025-10-27T16:51:49.141047Z
0041U | Borrelia burgdorferi, antibody detection of 5 recombinant protein groups, by immunoblot, IgM | This is a Proprietary Laboratory Analyses (PLA) code, meaning that the code describes only one unique lab test made by a specific manufacturer or performed by a specific lab. Code 0041U describes the Lyme ImmunoBlot IgM from IGeneX Inc, which detects IgM antibodies of 5 recombinant protein groups to identify Borrelia (B.) burgdorferi, a tick–borne bacteria that causes Lyme disease. Explanation The Lyme ImmunoBlot IgM test is a qualitative immunoassay in which IgM antibodies specific to the B. burgdorferi antigens on a membrane strip are visualized. The technician performs the test on a serum specimen using ID–FISH Technology Inc.’s Lyme ImmunoBlot IgM Strips, which is a membrane strip with fixed B. burgdorferi recombinant antigens on it. Bands on the strip react to antibodies that may be present in the patient specimen for the following Borrelia burgdorferi species: B. burgdorferi B31, B. burgdorferi 297, B. californiensis, B. mayonii, B. spielmanii, B. afzelii, B. garinii, and B. valaisiana. This test is more sensitive and specific than the ELISA, IFA, or traditional Western Blot tests. It may be positive as early as 1 week after a tick bite and remain positive for six to eight weeks, or longer, after initial exposure. Clinicians may order this test for patients suspected of having Lyme disease, an inflammatory disease caused by the bacterium Borrelia burgdorferi, spread by ticks, to identify the specific infectious species. Terminology Algorithm: A specific set of step–by–step calculations using defined inputs at each step to produce a useful output; for multianalyte assays with algorithmic analyses (MAAA), the output involves some sort of diagnostic or prognostic information about treatment options or disease outcomes. Amplification: Making more copies of a desired gene for study by processes such as polymerase chain reaction (PCR) or transcription of DNA to RNA and reverse transcription from RNA to make an additional copy of the DNA. Antibody: A protein produced by the body as an immune–system response to a specific antigen, such as a bacteria or foreign substance; lab tests may utilize reactions between antibodies and antigens to identify a substance in a patient specimen; may also be referred to as immunoglobulin. Antigen: A foreign substance that the body reacts to with an immune response, such as producing a specific antibody; lab tests may utilize reactions between antibodies and antigens to identify a substance in a patient specimen. Enzyme–linked immunosorbent assay (ELISA): A laboratory testing method using an enzyme attached to an antigen or antibody used as a marker to detect a specific substance, such as another antigen or antibody. IgG: Immunoglobulin G is the most common type of antibody found in the blood and is a complex structure of proteins made of two heavy chains and two light chains of molecules. IgM: Immunoglobulin M is a large antibody found in the blood that is the first to appear after initial exposure to an infectious organism. Immunofluorescence assay (IFA): A technique that uses fluorescent dyes to detect the presence of antibodies bound to specific antigens usually in blood serum. Recombinant: A new gene, protein, cell, or individual that has resulted from recombination (mixing) of genes. Qualitative testing: Test to determine the presence or absence of a substance in the specimen. Western blot: A laboratory procedure that uses gel electrophoresis followed by membrane transfer; an electrical field is applied across a gel containing the specimen, which causes the protein fractions to migrate apart; the protein fractions are then transferred to a membrane in a process called blotting. Tips Use this code only for the appropriate proprietary test; report one unit of this code for a single specimen analyzed on a single date of service. For the Lyme ImmunoBlot IgG test, see 0042U, for the Tick–Borne Relapsing Fever (TBRF) Borrelia ImmunoBlots IgM test, see 0043U, and for the Tick–Borne Relapsing Fever (TBRF) Borrelia ImmunoBlots IgG test, see 0044U — all from IGeneX, Inc. The Lyme Immunoblot IgM and IgG tests may be performed together; each test would be reported separately. Some payers may pay separately for collection of the specimen; check with the appropriate payer. Additional Info “U” codes are included in the CPT® code set to identify specific proprietary laboratory analyses (PLA) tests. PLA codes take precedence over the usual 80000 series codes for laboratory/pathology. Use this code only for the above–described test; do not report this test using any other CPT® code. PLA code descriptors follow existing code conventions when possible, and lab techniques used include multianalyte assays with algorithmic analyses (MAAA) and genomic sequencing procedures (GSP), among others. Read Less | Range Specific Guideline Proprietary laboratory analyses (PLA) codes describe proprietary clinical laboratory analyses and can be either provided by a single ("sole-source") laboratory or licensed or marketed to multiple providing laboratories (eg, cleared or approved by the Food and Drug Administration [FDA]). This subsection includes advanced diagnostic laboratory tests (ADLTs) and clinical diagnostic laboratory tests (CDLTs), as defined under the Protecting Access to Medicare Act (PAMA) of 2014. These analyses may include a range of medical laboratory tests including, but not limited to, multianalyte assays with algorithmic analyses (MAAA) and genomic sequencing procedures (GSP). The descriptor nomenclature follows, where possible, existing code conventions (eg, MAAA, GSP). Unless specifically noted, even though the Proprietary Laboratory Analyses section of the code set is located at the end of the Pathology and Laboratory section of the code set, a PLA code does not fulfill Category I code criteria. PLA codes are not required to fulfill the Category I criteria. The standards for inclusion in the PLA section are: The test must be commercially available in the United States for use on human specimens and The clinical laboratory or manufacturer that offers the test must request the code. For similar laboratory analyses that fulfill Category I criteria, see codes listed in the numeric 80000 series. When a PLA code is available to report a given proprietary laboratory service, that PLA code takes precedence. The service should not be reported with any other CPT® code(s) and other CPT® code(s) should not be used to report services that may be reported with that specific PLA code. These codes encompass all analytical services required for the analysis (eg, cell lysis, nucleic acid stabilization, extraction, digestion, amplification, hybridization and detection). For molecular analyses, additional procedures that are required prior to cell lysis (eg, microdissection [codes 88380 and 88381]) may be reported separately. Codes in this subsection are released on a quarterly basis to expedite dissemination for reporting. PLA codes will be published electronically on the AMA CPT® website (ama-assn.org/cpt-pla-codes), distributed via CPT® data files on a quarterly basis, and, at a minimum, made available in print annually in the CPT® codebook. See the Introduction section of the CPT® code set for a complete list of the dates of release and implementation. All codes that are included in this section are also included in Appendix O, with the procedure's proprietary name. In order to report a PLA code, the analysis performed must fulfill the code descriptor and must be the test represented by the proprietary name listed in Appendix O. In some instances, the descriptor language of PLA codes may be identical and the code may only be differentiated by the listed proprietary name in Appendix O. When more than one PLA has an identical descriptor, the codes will be denoted by the symbol "â™“." All PLA tests will have assigned codes in the PLA section of the code set. Any PLA coded test(s) that satisfies Category I criteria and has been accepted by the CPT® Editorial Panel will be designated by the addition of the symbol "^" to the existing PLA code and will remain in the PLA section of the code set. If a proprietary test has already been accepted for a Category I code and a code has not been published, subsequent application for a PLA code will take precedence. The code will only be placed in the PLA section. The accuracy of a PLA code is to be maintained by the original applicant, or the current owner of the test kit or laboratory performing the proprietary test. A new PLA code is required when: 1. Additional nucleic acid (DNA or RNA) and/or protein analysis(es) are added to the current PLA test, or 2. The name of the PLA test has changed in association with changes in test performance or test characteristics. The addition or modification of the therapeutic applications of the test require submission of a code change application, but it may not require a new code number. | 0001U-0599U | https://www.aapc.com/codes/cpt-codes/0041U | 2025-10-27T16:52:06.600917Z
0042U | Borrelia burgdorferi, antibody detection of 12 recombinant protein groups, by immunoblot, IgG | This is a Proprietary Laboratory Analyses (PLA) code, meaning that the code describes only one unique lab test made by a specific manufacturer or performed by a specific lab. Code 0042U describes the Lyme ImmunoBlot IgG from IGeneX Inc, which detects IgG antibodies to 12 recombinant protein groups to identify Borrelia (B.) burgdorferi, a tick–borne bacteria that causes Lyme disease. Explanation The Lyme ImmunoBlot IgG test is a qualitative immunoassay in which IgG antibodies specific to the B. burgdorferi antigens on a membrane strip are visualized. The technician performs the test on a serum specimen using ID–FISH Technology Inc.’s Lyme ImmunoBlot IgG Strips, which is a membrane strip with fixed B. burgdorferi recombinant antigens on it. Bands on the strip react to antibodies that may be present in the patient specimen for the following Borrelia burgdorferi species: B. burgdorferi B31, B. burgdorferi 297, B. californiensis, B. mayonii, B. spielmanii, B. afzelii, B. garinii, and B. valaisiana. This test is more sensitive and specific than the ELISA, IFA, or traditional Western Blot tests. It may be positive a few months after initial exposure. Clinicians may order this test for patients suspected of having Lyme disease, an inflammatory disease caused by the bacterium Borrelia burgdorferi, spread by ticks, to identify the specific infectious species. Terminology Algorithm: A specific set of step–by–step calculations using defined inputs at each step to produce a useful output; for multianalyte assays with algorithmic analyses (MAAA), the output involves some sort of diagnostic or prognostic information about treatment options or disease outcomes. Amplification: Making more copies of a desired gene for study by processes such as polymerase chain reaction (PCR) or transcription of DNA to RNA and reverse transcription from RNA to make an additional copy of the DNA. Antibody: A protein produced by the body as an immune–system response to a specific antigen, such as a bacteria or foreign substance; lab tests may utilize reactions between antibodies and antigens to identify a substance in a patient specimen; may also be referred to as immunoglobulin. Antigen: A foreign substance that the body reacts to with an immune response, such as producing a specific antibody; lab tests may utilize reactions between antibodies and antigens to identify a substance in a patient specimen. Enzyme–linked immunosorbent assay (ELISA): A laboratory testing method using an enzyme attached to an antigen or antibody used as a marker to detect a specific substance, such as another antigen or antibody. IgG: Immunoglobulin G is the most common type of antibody found in the blood and is a complex structure of proteins made of two heavy chains and two light chains of molecules. IgM: Immunoglobulin M is a large antibody found in the blood that is the first to appear after initial exposure to an infectious organism. Immunofluorescence assay (IFA): A technique that uses fluorescent dyes to detect the presence of antibodies bound to specific antigens usually in blood serum. Recombinant: A new gene, protein, cell, or individual that has resulted from recombination (mixing) of genes. Qualitative testing: Test to determine the presence or absence of a substance in the specimen. Western blot: A laboratory procedure that uses gel electrophoresis followed by membrane transfer; an electrical field is applied across a gel containing the specimen, which causes the protein fractions to migrate apart; the protein fractions are then transferred to a membrane in a process called blotting. Tips Use this code only for the appropriate proprietary test; report one unit of this code for a single specimen analyzed on a single date of service. For the Lyme ImmunoBlot IgG test, see 0042U, for the Tick–Borne Relapsing Fever (TBRF) Borrelia ImmunoBlots IgM test, see 0043U, and for the Tick–Borne Relapsing Fever (TBRF) Borrelia ImmunoBlots IgG test, see 0044U — all from IGeneX, Inc. The Lyme Immunoblot IgM and IgG tests may be performed together; each test would be reported separately. Some payers may pay separately for collection of the specimen; check with the appropriate payer. “U” codes represent a new addition to the CPT® code set and indicate proprietary laboratory analyses (PLA) codes for labs that want to more specifically identify their test; these codes may be used only for tests performed on human specimens requested by the clinical lab that offers the test. Techniques used include multianalyte assays with algorithmic analyses (MAAA) and genomic sequencing procedures (GSP), and the descriptors follow existing code conventions when possible. Additional Info “U” codes are included in the CPT® code set to identify specific proprietary laboratory analyses (PLA) tests. PLA codes take precedence over the usual 80000 series codes for laboratory/pathology. Use this code only for the above–described test; do not report this test using any other CPT® code. PLA code descriptors follow existing code conventions when possible, and lab techniques used include multianalyte assays with algorithmic analyses (MAAA) and genomic sequencing procedures (GSP), among others. Read Less | Range Specific Guideline Proprietary laboratory analyses (PLA) codes describe proprietary clinical laboratory analyses and can be either provided by a single ("sole-source") laboratory or licensed or marketed to multiple providing laboratories (eg, cleared or approved by the Food and Drug Administration [FDA]). This subsection includes advanced diagnostic laboratory tests (ADLTs) and clinical diagnostic laboratory tests (CDLTs), as defined under the Protecting Access to Medicare Act (PAMA) of 2014. These analyses may include a range of medical laboratory tests including, but not limited to, multianalyte assays with algorithmic analyses (MAAA) and genomic sequencing procedures (GSP). The descriptor nomenclature follows, where possible, existing code conventions (eg, MAAA, GSP). Unless specifically noted, even though the Proprietary Laboratory Analyses section of the code set is located at the end of the Pathology and Laboratory section of the code set, a PLA code does not fulfill Category I code criteria. PLA codes are not required to fulfill the Category I criteria. The standards for inclusion in the PLA section are: The test must be commercially available in the United States for use on human specimens and The clinical laboratory or manufacturer that offers the test must request the code. For similar laboratory analyses that fulfill Category I criteria, see codes listed in the numeric 80000 series. When a PLA code is available to report a given proprietary laboratory service, that PLA code takes precedence. The service should not be reported with any other CPT® code(s) and other CPT® code(s) should not be used to report services that may be reported with that specific PLA code. These codes encompass all analytical services required for the analysis (eg, cell lysis, nucleic acid stabilization, extraction, digestion, amplification, hybridization and detection). For molecular analyses, additional procedures that are required prior to cell lysis (eg, microdissection [codes 88380 and 88381]) may be reported separately. Codes in this subsection are released on a quarterly basis to expedite dissemination for reporting. PLA codes will be published electronically on the AMA CPT® website (ama-assn.org/cpt-pla-codes), distributed via CPT® data files on a quarterly basis, and, at a minimum, made available in print annually in the CPT® codebook. See the Introduction section of the CPT® code set for a complete list of the dates of release and implementation. All codes that are included in this section are also included in Appendix O, with the procedure's proprietary name. In order to report a PLA code, the analysis performed must fulfill the code descriptor and must be the test represented by the proprietary name listed in Appendix O. In some instances, the descriptor language of PLA codes may be identical and the code may only be differentiated by the listed proprietary name in Appendix O. When more than one PLA has an identical descriptor, the codes will be denoted by the symbol "â™“." All PLA tests will have assigned codes in the PLA section of the code set. Any PLA coded test(s) that satisfies Category I criteria and has been accepted by the CPT® Editorial Panel will be designated by the addition of the symbol "^" to the existing PLA code and will remain in the PLA section of the code set. If a proprietary test has already been accepted for a Category I code and a code has not been published, subsequent application for a PLA code will take precedence. The code will only be placed in the PLA section. The accuracy of a PLA code is to be maintained by the original applicant, or the current owner of the test kit or laboratory performing the proprietary test. A new PLA code is required when: 1. Additional nucleic acid (DNA or RNA) and/or protein analysis(es) are added to the current PLA test, or 2. The name of the PLA test has changed in association with changes in test performance or test characteristics. The addition or modification of the therapeutic applications of the test require submission of a code change application, but it may not require a new code number. | 0001U-0599U | https://www.aapc.com/codes/cpt-codes/0042U | 2025-10-27T16:52:24.628126Z
0043U | Tick-borne relapsing fever Borrelia group, antibody detection to 4 recombinant protein groups, by immunoblot, IgM | This is a Proprietary Laboratory Analyses (PLA) code, meaning that the code describes only one unique lab test made by a specific manufacturer or performed by a specific lab. Code 0043U describes the Tick–Borne Relapsing Fever (TBRF) Borrelia ImmunoBlot IgM test from IGeneX Inc., which detects IgM antibodies to 4 recombinant protein groups of Borrelia, the tick–borne bacteria that causes Lyme disease. Explanation The Tick–Borne Relapsing Fever (TBRF) Borrelia ImmunoBlot IgM test is a qualitative immunoassay in which IgM antibodies specific to the TBRF Borrelia antigens on a membrane strip are visualized. The technician performs the test on a serum specimen using ID–FISH Technology Inc.’s TBRF ImmunoBlot IgM Strips, which is a membrane strip with fixed Borrelia recombinant antigens on it. Bands on the strip react to antibodies that may be present in the patient specimen for four 4 common Borrelia species in North America, Europe, and Australia. This test can be positive whereas IFA tests can be negative. It may be positive as early as 2 weeks after exposure and remain positive for 6 to 8 weeks or longer. Clinicians may order this test to identify the specific infectious species for patients suspected of having Tick–Borne Relapsing Fever (TBRF) caused by the bacterium Borrelia, spread by ticks. TBRF is characterized by repeated episodes of fever, possibly followed by low body temperature and low blood pressure and possibly death. Terminology Algorithm: A specific set of step–by–step calculations using defined inputs at each step to produce a useful output; for multianalyte assays with algorithmic analyses (MAAA), the output involves some sort of diagnostic or prognostic information about treatment options or disease outcomes. Amplification: Making more copies of a desired gene for study by processes such as polymerase chain reaction (PCR) or transcription of DNA to RNA and reverse transcription from RNA to make an additional copy of the DNA. Antibody: A protein produced by the body as an immune–system response to a specific antigen, such as a bacteria or foreign substance; lab tests may utilize reactions between antibodies and antigens to identify a substance in a patient specimen; may also be referred to as immunoglobulin. Antigen: A foreign substance that the body reacts to with an immune response, such as producing a specific antibody; lab tests may utilize reactions between antibodies and antigens to identify a substance in a patient specimen. IgG: Immunoglobulin G is the most common type of antibody found in the blood and is a complex structure of proteins made of two heavy chains and two light chains of molecules. IgM: Immunoglobulin M is a large antibody found in the blood that is the first to appear after initial exposure to an infectious organism. Immunofluorescence assay (IFA): A technique that uses fluorescent dyes to detect the presence of antibodies bound to specific antigens usually in blood serum. Recombinant: A new gene, protein, cell, or individual that has resulted from recombination (mixing) of genes. Qualitative testing: Test to determine the presence or absence of a substance in the specimen. Tips Use this code only for the appropriate proprietary test; report one unit of this code for a single specimen analyzed on a single date of service. For the Tick–Borne Relapsing Fever (TBRF) Borrelia ImmunoBlots IgG test, see 0044U, for the Lyme ImmunoBlot IgM test, see 0041U, for the Lyme ImmunoBlot IgG test, see 0042U — all from IGeneX, Inc. The Tick–Borne Relapsing Fever (TBRF) Borrelia ImmunoBlots IgM and IgG tests may be performed together; each would be reported separately. Some payers may pay separately for collection of the specimen; check with the appropriate payer. “U” codes represent a new addition to the CPT® code set and indicate proprietary laboratory analyses (PLA) codes for labs that want to more specifically identify their test; these codes may be used only for tests performed on human specimens requested by the clinical lab that offers the test. Techniques used include multianalyte assays with algorithmic analyses (MAAA) and genomic sequencing procedures (GSP), and the descriptors follow existing code conventions when possible. Additional Info “U” codes are included in the CPT® code set to identify specific proprietary laboratory analyses (PLA) tests. PLA codes take precedence over the usual 80000 series codes for laboratory/pathology. Use this code only for the above–described test; do not report this test using any other CPT® code. PLA code descriptors follow existing code conventions when possible, and lab techniques used include multianalyte assays with algorithmic analyses (MAAA) and genomic sequencing procedures (GSP), among others. Read Less | Range Specific Guideline Proprietary laboratory analyses (PLA) codes describe proprietary clinical laboratory analyses and can be either provided by a single ("sole-source") laboratory or licensed or marketed to multiple providing laboratories (eg, cleared or approved by the Food and Drug Administration [FDA]). This subsection includes advanced diagnostic laboratory tests (ADLTs) and clinical diagnostic laboratory tests (CDLTs), as defined under the Protecting Access to Medicare Act (PAMA) of 2014. These analyses may include a range of medical laboratory tests including, but not limited to, multianalyte assays with algorithmic analyses (MAAA) and genomic sequencing procedures (GSP). The descriptor nomenclature follows, where possible, existing code conventions (eg, MAAA, GSP). Unless specifically noted, even though the Proprietary Laboratory Analyses section of the code set is located at the end of the Pathology and Laboratory section of the code set, a PLA code does not fulfill Category I code criteria. PLA codes are not required to fulfill the Category I criteria. The standards for inclusion in the PLA section are: The test must be commercially available in the United States for use on human specimens and The clinical laboratory or manufacturer that offers the test must request the code. For similar laboratory analyses that fulfill Category I criteria, see codes listed in the numeric 80000 series. When a PLA code is available to report a given proprietary laboratory service, that PLA code takes precedence. The service should not be reported with any other CPT® code(s) and other CPT® code(s) should not be used to report services that may be reported with that specific PLA code. These codes encompass all analytical services required for the analysis (eg, cell lysis, nucleic acid stabilization, extraction, digestion, amplification, hybridization and detection). For molecular analyses, additional procedures that are required prior to cell lysis (eg, microdissection [codes 88380 and 88381]) may be reported separately. Codes in this subsection are released on a quarterly basis to expedite dissemination for reporting. PLA codes will be published electronically on the AMA CPT® website (ama-assn.org/cpt-pla-codes), distributed via CPT® data files on a quarterly basis, and, at a minimum, made available in print annually in the CPT® codebook. See the Introduction section of the CPT® code set for a complete list of the dates of release and implementation. All codes that are included in this section are also included in Appendix O, with the procedure's proprietary name. In order to report a PLA code, the analysis performed must fulfill the code descriptor and must be the test represented by the proprietary name listed in Appendix O. In some instances, the descriptor language of PLA codes may be identical and the code may only be differentiated by the listed proprietary name in Appendix O. When more than one PLA has an identical descriptor, the codes will be denoted by the symbol "â™“." All PLA tests will have assigned codes in the PLA section of the code set. Any PLA coded test(s) that satisfies Category I criteria and has been accepted by the CPT® Editorial Panel will be designated by the addition of the symbol "^" to the existing PLA code and will remain in the PLA section of the code set. If a proprietary test has already been accepted for a Category I code and a code has not been published, subsequent application for a PLA code will take precedence. The code will only be placed in the PLA section. The accuracy of a PLA code is to be maintained by the original applicant, or the current owner of the test kit or laboratory performing the proprietary test. A new PLA code is required when: 1. Additional nucleic acid (DNA or RNA) and/or protein analysis(es) are added to the current PLA test, or 2. The name of the PLA test has changed in association with changes in test performance or test characteristics. The addition or modification of the therapeutic applications of the test require submission of a code change application, but it may not require a new code number. | 0001U-0599U | https://www.aapc.com/codes/cpt-codes/0043U | 2025-10-27T16:52:43.445255Z
0044U | Tick-borne relapsing fever Borrelia group, antibody detection to 4 recombinant protein groups, by immunoblot, IgG | This is a Proprietary Laboratory Analyses (PLA) code, meaning that the code describes only one unique lab test made by a specific manufacturer or performed by a specific lab. Code 0044U describes the Tick–Borne Relapsing Fever (TBRF) Borrelia ImmunoBlots IgG test from IGeneX Inc., which detects IgG antibodies to four species of Borrelia, the tick–borne bacteria that causes Lyme disease. Explanation The Tick–Borne Relapsing Fever (TBRF) Borrelia ImmunoBlots IgG test is a qualitative immunoassay in which IgG antibodies specific to the TBRF Borrelia antigens on a membrane strip are visualized. The technician performs the test on a serum specimen using ID–FISH Technology Inc.’s TBRF ImmunoBlot IgG Strips, which is a membrane strip with fixed Borrelia recombinant antigens on it. Bands on the strip react to antibodies that may be present in the patient specimen for four 4 common Borrelia species in North America, Europe, and Australia. The test may be positive as early as 2 weeks after exposure and remain positive for 6 to 8 weeks or longer. Clinicians may order this test to identify the specific infectious species for patients suspected of having Tick–Borne Relapsing Fever (TBRF) caused by the bacterium Borrelia, spread by ticks. TBRF is characterized by repeated episodes of fever, possibly followed by low body temperature and low blood pressure and possibly death. Terminology Algorithm: A specific set of step–by–step calculations using defined inputs at each step to produce a useful output; for multianalyte assays with algorithmic analyses (MAAA), the output involves some sort of diagnostic or prognostic information about treatment options or disease outcomes. Amplification: Making more copies of a desired gene for study by processes such as polymerase chain reaction (PCR) or transcription of DNA to RNA and reverse transcription from RNA to make an additional copy of the DNA. Antibody: A protein produced by the body as an immune–system response to a specific antigen, such as a bacteria or foreign substance; lab tests may utilize reactions between antibodies and antigens to identify a substance in a patient specimen; may also be referred to as immunoglobulin. Antigen: A foreign substance that the body reacts to with an immune response, such as producing a specific antibody; lab tests may utilize reactions between antibodies and antigens to identify a substance in a patient specimen. IgG: Immunoglobulin G is the most common type of antibody found in the blood and is a complex structure of proteins made of two heavy chains and two light chains of molecules. IgM: Immunoglobulin M is a large antibody found in the blood that is the first to appear after initial exposure to an infectious organism. Immunofluorescence assay (IFA): A technique that uses fluorescent dyes to detect the presence of antibodies bound to specific antigens usually in blood serum. Recombinant: A new gene, protein, cell, or individual that has resulted from recombination (mixing) of genes. Qualitative testing: Test to determine the presence or absence of a substance in the specimen. Tips Use this code only for the appropriate proprietary test; report one unit of this code for a single specimen analyzed on a single date of service. PLA codes take precedence over 80000 series codes; do not report this test with any other CPT® code, such as 86619 for Borrelia (relapsing fever) antibody test. The Tick–Borne Relapsing Fever (TBRF) Borrelia ImmunoBlots IgM and IgG tests may be performed together; each would be reported separately. Some payers may pay separately for collection of the specimen; check with the appropriate payer. “U” codes represent a new addition to the CPT® code set and indicate proprietary laboratory analyses (PLA) codes for labs that want to more specifically identify their test; these codes may be used only for tests performed on human specimens requested by the clinical lab that offers the test. Techniques used include multianalyte assays with algorithmic analyses (MAAA) and genomic sequencing procedures (GSP), and the descriptors follow existing code conventions when possible. Additional Info “U” codes are included in the CPT® code set to identify specific proprietary laboratory analyses (PLA) tests. PLA codes take precedence over the usual 80000 series codes for laboratory/pathology. Use this code only for the above–described test; do not report this test using any other CPT® code. PLA code descriptors follow existing code conventions when possible, and lab techniques used include multianalyte assays with algorithmic analyses (MAAA) and genomic sequencing procedures (GSP), among others. Read Less | Range Specific Guideline Proprietary laboratory analyses (PLA) codes describe proprietary clinical laboratory analyses and can be either provided by a single ("sole-source") laboratory or licensed or marketed to multiple providing laboratories (eg, cleared or approved by the Food and Drug Administration [FDA]). This subsection includes advanced diagnostic laboratory tests (ADLTs) and clinical diagnostic laboratory tests (CDLTs), as defined under the Protecting Access to Medicare Act (PAMA) of 2014. These analyses may include a range of medical laboratory tests including, but not limited to, multianalyte assays with algorithmic analyses (MAAA) and genomic sequencing procedures (GSP). The descriptor nomenclature follows, where possible, existing code conventions (eg, MAAA, GSP). Unless specifically noted, even though the Proprietary Laboratory Analyses section of the code set is located at the end of the Pathology and Laboratory section of the code set, a PLA code does not fulfill Category I code criteria. PLA codes are not required to fulfill the Category I criteria. The standards for inclusion in the PLA section are: The test must be commercially available in the United States for use on human specimens and The clinical laboratory or manufacturer that offers the test must request the code. For similar laboratory analyses that fulfill Category I criteria, see codes listed in the numeric 80000 series. When a PLA code is available to report a given proprietary laboratory service, that PLA code takes precedence. The service should not be reported with any other CPT® code(s) and other CPT® code(s) should not be used to report services that may be reported with that specific PLA code. These codes encompass all analytical services required for the analysis (eg, cell lysis, nucleic acid stabilization, extraction, digestion, amplification, hybridization and detection). For molecular analyses, additional procedures that are required prior to cell lysis (eg, microdissection [codes 88380 and 88381]) may be reported separately. Codes in this subsection are released on a quarterly basis to expedite dissemination for reporting. PLA codes will be published electronically on the AMA CPT® website (ama-assn.org/cpt-pla-codes), distributed via CPT® data files on a quarterly basis, and, at a minimum, made available in print annually in the CPT® codebook. See the Introduction section of the CPT® code set for a complete list of the dates of release and implementation. All codes that are included in this section are also included in Appendix O, with the procedure's proprietary name. In order to report a PLA code, the analysis performed must fulfill the code descriptor and must be the test represented by the proprietary name listed in Appendix O. In some instances, the descriptor language of PLA codes may be identical and the code may only be differentiated by the listed proprietary name in Appendix O. When more than one PLA has an identical descriptor, the codes will be denoted by the symbol "â™“." All PLA tests will have assigned codes in the PLA section of the code set. Any PLA coded test(s) that satisfies Category I criteria and has been accepted by the CPT® Editorial Panel will be designated by the addition of the symbol "^" to the existing PLA code and will remain in the PLA section of the code set. If a proprietary test has already been accepted for a Category I code and a code has not been published, subsequent application for a PLA code will take precedence. The code will only be placed in the PLA section. The accuracy of a PLA code is to be maintained by the original applicant, or the current owner of the test kit or laboratory performing the proprietary test. A new PLA code is required when: 1. Additional nucleic acid (DNA or RNA) and/or protein analysis(es) are added to the current PLA test, or 2. The name of the PLA test has changed in association with changes in test performance or test characteristics. The addition or modification of the therapeutic applications of the test require submission of a code change application, but it may not require a new code number. | 0001U-0599U | https://www.aapc.com/codes/cpt-codes/0044U | 2025-10-27T16:53:01.057410Z
0045U | Oncology (breast ductal carcinoma in situ), mRNA, gene expression profiling by real-time RT-PCR of 12 genes (7 content and 5 housekeeping), utilizing formalin-fixed paraffin-embedded tissue, algorithm reported as recurrence score | This is a Proprietary Laboratory Analyses (PLA) code, meaning that the code applies to only one unique lab test made by a specific manufacturer or performed by a specific lab. Report code 0045U for the Oncotype DX® Breast DCIS Score™ test from Genomic Health, Inc. The lab analyst performs the technical lab tests for 12 genes and carries out an algorithmic analysis using patient data and the lab test results to report a patient recurrence score for ductal carcinoma in situ of the breast. Explanation The lab analyst performs the lab tests to measure the activity of 7 content and 5 housekeeping genes, for a total of 12 genes, at a particular time and expresses the cellular function in the form of a picture. The lab analyst also inputs the test results along with formalin–fixed paraffin–embedded tissue of the breast into a computer program to analyze the data using a specific algorithm and reports a recurrence score. Each activity measure with algorithmic analysis involves any analytical services to produce test results that become the raw data for the algorithmic analysis. These technical lab services may include gene expression profiling using real–time polymerase chain reaction (RT–PCR) including steps such as cell lysis, extraction, amplification, and hybridization or detection. It also includes gathering relevant patient data, carrying out the algorithmic analysis, and reporting the results. Clinicians order this test for patients with breast cancer to determine if the patient has a risk of recurrence of malignancy after surgery. Terminology Algorithm: A specific set of step–by–step calculations using defined inputs at each step to produce a useful output; for multianalyte assays with algorithmic analyses (MAAA), the output involves some sort of diagnostic or prognostic information about treatment options or disease outcomes. Amplification: Making more copies of a desired gene for study by processes such as polymerase chain reaction (PCR) or transcription of DNA to RNA and reverse transcription from RNA to make an additional copy of the DNA. Gene: Specific nucleic acid sequence associated with a unique function in the body such as production of a specific protein. Lysis: The act of breaking down a structure; destroying cells or tissue using an agent or substance. Nucleic acid: A sequence of specific biological chemicals (nucleotides) that carry genetic information; known as deoxyribonucleic acid (DNA) or ribonucleic acid (RNA). Polymerase chain reaction (PCR): A rapid technique for making more copies (amplifying) of a DNA or RNA sequence used in the laboratory. Tips Use this code only for the appropriate proprietary test; report one unit of this code for a single specimen analyzed on a single date of service. For a similar procedure on 21 genes, see 81519. Some payers may pay separately for collection of the specimen; check with the appropriate payer. You may separately report prep work that precedes cell lysis, when documented. Additional Info “U” codes are included in the CPT® code set to identify specific proprietary laboratory analyses (PLA) tests. PLA codes take precedence over the usual 80000 series codes for laboratory/pathology. Use this code only for the above–described test; do not report this test using any other CPT® code. PLA code descriptors follow existing code conventions when possible, and lab techniques used include multianalyte assays with algorithmic analyses (MAAA) and genomic sequencing procedures (GSP), among others. Read Less | Range Specific Guideline Proprietary laboratory analyses (PLA) codes describe proprietary clinical laboratory analyses and can be either provided by a single ("sole-source") laboratory or licensed or marketed to multiple providing laboratories (eg, cleared or approved by the Food and Drug Administration [FDA]). This subsection includes advanced diagnostic laboratory tests (ADLTs) and clinical diagnostic laboratory tests (CDLTs), as defined under the Protecting Access to Medicare Act (PAMA) of 2014. These analyses may include a range of medical laboratory tests including, but not limited to, multianalyte assays with algorithmic analyses (MAAA) and genomic sequencing procedures (GSP). The descriptor nomenclature follows, where possible, existing code conventions (eg, MAAA, GSP). Unless specifically noted, even though the Proprietary Laboratory Analyses section of the code set is located at the end of the Pathology and Laboratory section of the code set, a PLA code does not fulfill Category I code criteria. PLA codes are not required to fulfill the Category I criteria. The standards for inclusion in the PLA section are: The test must be commercially available in the United States for use on human specimens and The clinical laboratory or manufacturer that offers the test must request the code. For similar laboratory analyses that fulfill Category I criteria, see codes listed in the numeric 80000 series. When a PLA code is available to report a given proprietary laboratory service, that PLA code takes precedence. The service should not be reported with any other CPT® code(s) and other CPT® code(s) should not be used to report services that may be reported with that specific PLA code. These codes encompass all analytical services required for the analysis (eg, cell lysis, nucleic acid stabilization, extraction, digestion, amplification, hybridization and detection). For molecular analyses, additional procedures that are required prior to cell lysis (eg, microdissection [codes 88380 and 88381]) may be reported separately. Codes in this subsection are released on a quarterly basis to expedite dissemination for reporting. PLA codes will be published electronically on the AMA CPT® website (ama-assn.org/cpt-pla-codes), distributed via CPT® data files on a quarterly basis, and, at a minimum, made available in print annually in the CPT® codebook. See the Introduction section of the CPT® code set for a complete list of the dates of release and implementation. All codes that are included in this section are also included in Appendix O, with the procedure's proprietary name. In order to report a PLA code, the analysis performed must fulfill the code descriptor and must be the test represented by the proprietary name listed in Appendix O. In some instances, the descriptor language of PLA codes may be identical and the code may only be differentiated by the listed proprietary name in Appendix O. When more than one PLA has an identical descriptor, the codes will be denoted by the symbol "â™“." All PLA tests will have assigned codes in the PLA section of the code set. Any PLA coded test(s) that satisfies Category I criteria and has been accepted by the CPT® Editorial Panel will be designated by the addition of the symbol "^" to the existing PLA code and will remain in the PLA section of the code set. If a proprietary test has already been accepted for a Category I code and a code has not been published, subsequent application for a PLA code will take precedence. The code will only be placed in the PLA section. The accuracy of a PLA code is to be maintained by the original applicant, or the current owner of the test kit or laboratory performing the proprietary test. A new PLA code is required when: 1. Additional nucleic acid (DNA or RNA) and/or protein analysis(es) are added to the current PLA test, or 2. The name of the PLA test has changed in association with changes in test performance or test characteristics. The addition or modification of the therapeutic applications of the test require submission of a code change application, but it may not require a new code number. | 0001U-0599U | https://www.aapc.com/codes/cpt-codes/0045U | 2025-10-27T16:53:18.864911Z
0046U | FLT3 (fms-related tyrosine kinase 3) (eg, acute myeloid leukemia) internal tandem duplication (ITD) variants, quantitative | This is a Proprietary Laboratory Analyses (PLA) code, meaning that the code applies to only one unique lab test made by a specific manufacturer or performed by a specific lab. Report code 0046U for the FLT3 ITD MRD by NGS LabPMM LLC, an Invivoscribe Technologies, Inc., Company. The lab analyst performs the technical lab test to detect the presence of specific changes in the FMS gene for fms–related tyrosine kinase 3 (FLT3) over the internal tandem duplication (ITD) variants to determine the presence of minimal residual disease (MRD) in conditions such as acute myeloid leukemia. Explanation The lab analyst performs all technical steps, from extracting the nucleic acids by methods such as cell lysis and digestion, to increasing and stabilizing the quantity of nucleic acid for analysis by amplification, to detecting and quantifying the target genes by methods such as nucleic acid probes. A single unit of 0046U represents next generation sequencing (NGS) testing for specific changes in the FLT3 gene known as internal tandem duplication (ITD) variants using primers, or amplification starting points. Although not limited to testing for a specific condition, providers commonly order this test for patients with acute myeloid leukemia (AML), especially those who do not show inherited genetic changes related to the condition. In these cases, called cytogenetically normal AML (CN AML), the patient may have a genetic abnormality that affects only the cells that become cancerous. This is known as a somatic mutation, meaning that the change to the gene happens during the patient’s lifetime rather than being inherited. The most common mutation found in CN AML is the FLT3 ITD mutation. Myeloid leukemia occurs when immature blood cells in the bone marrow called myeloblasts enter the blood stream or when the bone marrow produces abnormal white blood cells which then overwhelm or replace healthy blood cells and keep the blood from functioning as it should. Terminology Acute: Refers to a disease or an ailment that has a rapid onset or a short course. Amplification: Making more copies of a desired gene for study by processes such as polymerase chain reaction (PCR) or transcription of DNA to RNA and reverse transcription from RNA to make an additional copy of the DNA. Gene: Specific nucleic acid sequence associated with a unique function in the body such as production of a specific protein. Lysis: The act of breaking down a structure; destroying cells or tissue using an agent or substance. Nucleic acid: A sequence of specific biological chemicals (nucleotides) that carry genetic information; known as deoxyribonucleic acid (DNA) or ribonucleic acid (RNA). Next–generation sequencing (NGS): A general term for number of different modern DNA and RNA sequencing technologies that are quicker and cheaper than the previous methods; also known as high–throughput sequencing. Somatic mutation: Acquired, not inherited; occurring in cancer cells. Variant: Gene that differs from the usual nucleic acid sequence due to events such as nucleotide deletions or insertions or substitutions; may cause conditions such as genetic disorders or cancer. Tips Use this code only for the appropriate proprietary test; report one unit of this code for a single specimen analyzed on a single date of service. Some payers may pay separately for collection of the specimen; check with the appropriate payer. You may separately report prep work that precedes cell lysis, when documented. Labs often evaluate another mutation, D835Y, which is associated with CN AML. This test often requires a separate assay, which you may additionally report as 81246. Additional Info “U” codes are included in the CPT® code set to identify specific proprietary laboratory analyses (PLA) tests. PLA codes take precedence over the usual 80000 series codes for laboratory/pathology. Use this code only for the above–described test; do not report this test using any other CPT® code. PLA code descriptors follow existing code conventions when possible, and lab techniques used include multianalyte assays with algorithmic analyses (MAAA) and genomic sequencing procedures (GSP), among others. Read Less | Range Specific Guideline Proprietary laboratory analyses (PLA) codes describe proprietary clinical laboratory analyses and can be either provided by a single ("sole-source") laboratory or licensed or marketed to multiple providing laboratories (eg, cleared or approved by the Food and Drug Administration [FDA]). This subsection includes advanced diagnostic laboratory tests (ADLTs) and clinical diagnostic laboratory tests (CDLTs), as defined under the Protecting Access to Medicare Act (PAMA) of 2014. These analyses may include a range of medical laboratory tests including, but not limited to, multianalyte assays with algorithmic analyses (MAAA) and genomic sequencing procedures (GSP). The descriptor nomenclature follows, where possible, existing code conventions (eg, MAAA, GSP). Unless specifically noted, even though the Proprietary Laboratory Analyses section of the code set is located at the end of the Pathology and Laboratory section of the code set, a PLA code does not fulfill Category I code criteria. PLA codes are not required to fulfill the Category I criteria. The standards for inclusion in the PLA section are: The test must be commercially available in the United States for use on human specimens and The clinical laboratory or manufacturer that offers the test must request the code. For similar laboratory analyses that fulfill Category I criteria, see codes listed in the numeric 80000 series. When a PLA code is available to report a given proprietary laboratory service, that PLA code takes precedence. The service should not be reported with any other CPT® code(s) and other CPT® code(s) should not be used to report services that may be reported with that specific PLA code. These codes encompass all analytical services required for the analysis (eg, cell lysis, nucleic acid stabilization, extraction, digestion, amplification, hybridization and detection). For molecular analyses, additional procedures that are required prior to cell lysis (eg, microdissection [codes 88380 and 88381]) may be reported separately. Codes in this subsection are released on a quarterly basis to expedite dissemination for reporting. PLA codes will be published electronically on the AMA CPT® website (ama-assn.org/cpt-pla-codes), distributed via CPT® data files on a quarterly basis, and, at a minimum, made available in print annually in the CPT® codebook. See the Introduction section of the CPT® code set for a complete list of the dates of release and implementation. All codes that are included in this section are also included in Appendix O, with the procedure's proprietary name. In order to report a PLA code, the analysis performed must fulfill the code descriptor and must be the test represented by the proprietary name listed in Appendix O. In some instances, the descriptor language of PLA codes may be identical and the code may only be differentiated by the listed proprietary name in Appendix O. When more than one PLA has an identical descriptor, the codes will be denoted by the symbol "â™“." All PLA tests will have assigned codes in the PLA section of the code set. Any PLA coded test(s) that satisfies Category I criteria and has been accepted by the CPT® Editorial Panel will be designated by the addition of the symbol "^" to the existing PLA code and will remain in the PLA section of the code set. If a proprietary test has already been accepted for a Category I code and a code has not been published, subsequent application for a PLA code will take precedence. The code will only be placed in the PLA section. The accuracy of a PLA code is to be maintained by the original applicant, or the current owner of the test kit or laboratory performing the proprietary test. A new PLA code is required when: 1. Additional nucleic acid (DNA or RNA) and/or protein analysis(es) are added to the current PLA test, or 2. The name of the PLA test has changed in association with changes in test performance or test characteristics. The addition or modification of the therapeutic applications of the test require submission of a code change application, but it may not require a new code number. | 0001U-0599U | https://www.aapc.com/codes/cpt-codes/0046U | 2025-10-27T16:53:36.699801Z
0047U | Oncology (prostate), mRNA, gene expression profiling by real-time RT-PCR of 17 genes (12 content and 5 housekeeping), utilizing formalin-fixed paraffin-embedded tissue, algorithm reported as a risk score | This is a Proprietary Laboratory Analyses (PLA) code, meaning that the code applies to only one unique lab test made by a specific manufacturer or performed by a specific lab. Report code 0047U for the Genomic Prostate Score® (GPS) Test from MDxHealth Inc. This is a technical lab test using real–time polymerase chain reaction (RT–PCR) for mRNA gene expression profiling for 17 genes combined with patient data in an algorithm to predict mortality risk or help predict postprostatectomy recurrence risk. Explanation The lab analyst performs the lab testing using a formalin–fixed paraffin–embedded tissue specimen. The test quantitatively measures the activity of 12 content and five housekeeping (reference) genes for a total of 17 genes. Testing involves real–time polymerase chain reaction (RT–PCR), which monitors amplification (increasing the number) of targeted mRNA gene expression. The lab analyst inputs the test results along with patient information into a computer program to analyze the data using a specific algorithm and reports a mortality risk score for a patient with prostate cancer or a score for postprostatectomy risk of recurrence. Each activity measure with algorithmic analysis involves any analytical services to produce test results that become the raw data for the algorithmic analysis. These technical lab services may include gene expression profiling using RT–PCR, including steps such as cell lysis, extraction, amplification, and hybridization or detection. It also includes gathering relevant patient data, carrying out the algorithmic analysis, and reporting the results. Clinicians may order this test to help determine the aggressiveness of existing prostate cancer or to assess risk of postprostatectomy recurrence within 10 years, which can aid clinicians in making treatment and monitoring decisions. Terminology Algorithm: A specific set of step by step calculations using defined inputs at each step to produce a useful output; the output involves some sort of diagnostic or prognostic information about treatment options or disease outcomes. Amplification: Making more copies of desired gene for study by processes such as polymerase chain reaction (PCR) or transcription of DNA to RNA and reverse transcription from RNA to make an additional copy of the DNA. Gene: Specific nucleic acid sequence associated with a unique function in the body such as production of a specific protein. Lysis: Destruction or breakdown; as in lysis of adhesions or as in breakdown of cells, releasing cell contents such as nucleic acids. Nucleic acid: A sequence of specific biological chemicals, called nucleotides, which carry genetic information; known as deoxyribonucleic acid (DNA) or ribonucleic acid (RNA). Tips Use this code only for the appropriate proprietary test; report one unit of this code for a single specimen analyzed on a single date of service. Additional Info “U” codes are included in the CPT® code set to identify specific proprietary laboratory analyses (PLA) tests. PLA codes take precedence over the usual 80000 series codes for laboratory/pathology. Use this code only for the above–described test; do not report this test using any other CPT® code. PLA code descriptors follow existing code conventions when possible, and lab techniques used include multianalyte assays with algorithmic analyses (MAAA) and genomic sequencing procedures (GSP), among others. Read Less | Range Specific Guideline Proprietary laboratory analyses (PLA) codes describe proprietary clinical laboratory analyses and can be either provided by a single ("sole-source") laboratory or licensed or marketed to multiple providing laboratories (eg, cleared or approved by the Food and Drug Administration [FDA]). This subsection includes advanced diagnostic laboratory tests (ADLTs) and clinical diagnostic laboratory tests (CDLTs), as defined under the Protecting Access to Medicare Act (PAMA) of 2014. These analyses may include a range of medical laboratory tests including, but not limited to, multianalyte assays with algorithmic analyses (MAAA) and genomic sequencing procedures (GSP). The descriptor nomenclature follows, where possible, existing code conventions (eg, MAAA, GSP). Unless specifically noted, even though the Proprietary Laboratory Analyses section of the code set is located at the end of the Pathology and Laboratory section of the code set, a PLA code does not fulfill Category I code criteria. PLA codes are not required to fulfill the Category I criteria. The standards for inclusion in the PLA section are: The test must be commercially available in the United States for use on human specimens and The clinical laboratory or manufacturer that offers the test must request the code. For similar laboratory analyses that fulfill Category I criteria, see codes listed in the numeric 80000 series. When a PLA code is available to report a given proprietary laboratory service, that PLA code takes precedence. The service should not be reported with any other CPT® code(s) and other CPT® code(s) should not be used to report services that may be reported with that specific PLA code. These codes encompass all analytical services required for the analysis (eg, cell lysis, nucleic acid stabilization, extraction, digestion, amplification, hybridization and detection). For molecular analyses, additional procedures that are required prior to cell lysis (eg, microdissection [codes 88380 and 88381]) may be reported separately. Codes in this subsection are released on a quarterly basis to expedite dissemination for reporting. PLA codes will be published electronically on the AMA CPT® website (ama-assn.org/cpt-pla-codes), distributed via CPT® data files on a quarterly basis, and, at a minimum, made available in print annually in the CPT® codebook. See the Introduction section of the CPT® code set for a complete list of the dates of release and implementation. All codes that are included in this section are also included in Appendix O, with the procedure's proprietary name. In order to report a PLA code, the analysis performed must fulfill the code descriptor and must be the test represented by the proprietary name listed in Appendix O. In some instances, the descriptor language of PLA codes may be identical and the code may only be differentiated by the listed proprietary name in Appendix O. When more than one PLA has an identical descriptor, the codes will be denoted by the symbol "â™“." All PLA tests will have assigned codes in the PLA section of the code set. Any PLA coded test(s) that satisfies Category I criteria and has been accepted by the CPT® Editorial Panel will be designated by the addition of the symbol "^" to the existing PLA code and will remain in the PLA section of the code set. If a proprietary test has already been accepted for a Category I code and a code has not been published, subsequent application for a PLA code will take precedence. The code will only be placed in the PLA section. The accuracy of a PLA code is to be maintained by the original applicant, or the current owner of the test kit or laboratory performing the proprietary test. A new PLA code is required when: 1. Additional nucleic acid (DNA or RNA) and/or protein analysis(es) are added to the current PLA test, or 2. The name of the PLA test has changed in association with changes in test performance or test characteristics. The addition or modification of the therapeutic applications of the test require submission of a code change application, but it may not require a new code number. | 0001U-0599U | https://www.aapc.com/codes/cpt-codes/0047U | 2025-10-27T16:53:54.220154Z
0048U | Oncology (solid organ neoplasia), DNA, targeted sequencing of protein-coding exons of 468 cancer-associated genes, including interrogation for somatic mutations and microsatellite instability, matched with normal specimens, utilizing formalin-fixed paraffin-embedded tumor tissue, report of clinically significant mutation(s) | This is a Proprietary Laboratory Analyses (PLA) code, meaning that the code applies to only one unique lab test made by a specific manufacturer or performed by a specific lab. Report code 0048U for the MSK–IMPACT™ (Integrated Mutation Profiling of Actionable Cancer Targets), Memorial Sloan Kettering Cancer Center, which is a targeted DNA–sequencing panel for somatic mutations in formalin–fixed paraffin–embedded tumor tissues of solid organ tumors. Explanation The lab analyst performs qualitative in vitro lab tests using targeted next generation sequencing (NGS) of formalin–fixed paraffin–embedded tissue of solid organ tumors matched against normal specimens to detect somatic mutations and other genetic abnormalities of 468 cancer–associated genes and reports clinically significant mutations for which targeted treatment may be employed. Tests are also performed to assess microsatellite instability, genes’ tendency to mutate due to impaired DNA mismatch repair (MMR). Clinicians order this test for patients with solid organ tumors to guide selection of targeted therapies. Terminology Exon: Nucleic acid sequence that includes at least part of the code for a specific product, such as a protein. Gene: Specific nucleic acid sequence associated with a unique function in the body such as production of a specific protein. Mutation: An alteration in a deoxyribonucleic acid (DNA) sequence that may lead to pathologic changes in the organism. Neoplasia: The presence of a neoplasm, an abnormal tissue mass that grows rapidly; neoplasms can be benign or cancerous. Next–generation sequencing (NGS): A general term for number of different modern DNA and RNA sequencing technologies that are quicker and cheaper than the previous methods; also known as high–throughput sequencing. Somatic mutation: Acquired, not inherited, point mutations and small insertions and deletions occurring in cancer cells. Tips Use this code only for the appropriate proprietary test; report one unit of this code for a single specimen analyzed on a single date of service. You may separately report prep work that precedes cell lysis, when documented. Additional Info “U” codes are included in the CPT® code set to identify specific proprietary laboratory analyses (PLA) tests. PLA codes take precedence over the usual 80000 series codes for laboratory/pathology. Use this code only for the above–described test; do not report this test using any other CPT® code. PLA code descriptors follow existing code conventions when possible, and lab techniques used include multianalyte assays with algorithmic analyses (MAAA) and genomic sequencing procedures (GSP), among others. Read Less | Range Specific Guideline Proprietary laboratory analyses (PLA) codes describe proprietary clinical laboratory analyses and can be either provided by a single ("sole-source") laboratory or licensed or marketed to multiple providing laboratories (eg, cleared or approved by the Food and Drug Administration [FDA]). This subsection includes advanced diagnostic laboratory tests (ADLTs) and clinical diagnostic laboratory tests (CDLTs), as defined under the Protecting Access to Medicare Act (PAMA) of 2014. These analyses may include a range of medical laboratory tests including, but not limited to, multianalyte assays with algorithmic analyses (MAAA) and genomic sequencing procedures (GSP). The descriptor nomenclature follows, where possible, existing code conventions (eg, MAAA, GSP). Unless specifically noted, even though the Proprietary Laboratory Analyses section of the code set is located at the end of the Pathology and Laboratory section of the code set, a PLA code does not fulfill Category I code criteria. PLA codes are not required to fulfill the Category I criteria. The standards for inclusion in the PLA section are: The test must be commercially available in the United States for use on human specimens and The clinical laboratory or manufacturer that offers the test must request the code. For similar laboratory analyses that fulfill Category I criteria, see codes listed in the numeric 80000 series. When a PLA code is available to report a given proprietary laboratory service, that PLA code takes precedence. The service should not be reported with any other CPT® code(s) and other CPT® code(s) should not be used to report services that may be reported with that specific PLA code. These codes encompass all analytical services required for the analysis (eg, cell lysis, nucleic acid stabilization, extraction, digestion, amplification, hybridization and detection). For molecular analyses, additional procedures that are required prior to cell lysis (eg, microdissection [codes 88380 and 88381]) may be reported separately. Codes in this subsection are released on a quarterly basis to expedite dissemination for reporting. PLA codes will be published electronically on the AMA CPT® website (ama-assn.org/cpt-pla-codes), distributed via CPT® data files on a quarterly basis, and, at a minimum, made available in print annually in the CPT® codebook. See the Introduction section of the CPT® code set for a complete list of the dates of release and implementation. All codes that are included in this section are also included in Appendix O, with the procedure's proprietary name. In order to report a PLA code, the analysis performed must fulfill the code descriptor and must be the test represented by the proprietary name listed in Appendix O. In some instances, the descriptor language of PLA codes may be identical and the code may only be differentiated by the listed proprietary name in Appendix O. When more than one PLA has an identical descriptor, the codes will be denoted by the symbol "â™“." All PLA tests will have assigned codes in the PLA section of the code set. Any PLA coded test(s) that satisfies Category I criteria and has been accepted by the CPT® Editorial Panel will be designated by the addition of the symbol "^" to the existing PLA code and will remain in the PLA section of the code set. If a proprietary test has already been accepted for a Category I code and a code has not been published, subsequent application for a PLA code will take precedence. The code will only be placed in the PLA section. The accuracy of a PLA code is to be maintained by the original applicant, or the current owner of the test kit or laboratory performing the proprietary test. A new PLA code is required when: 1. Additional nucleic acid (DNA or RNA) and/or protein analysis(es) are added to the current PLA test, or 2. The name of the PLA test has changed in association with changes in test performance or test characteristics. The addition or modification of the therapeutic applications of the test require submission of a code change application, but it may not require a new code number. | 0001U-0599U | https://www.aapc.com/codes/cpt-codes/0048U | 2025-10-27T16:54:12.319864Z
0049U | NPM1 (nucleophosmin) (eg, acute myeloid leukemia) gene analysis, quantitative | This is a Proprietary Laboratory Analyses (PLA) code, meaning that the code applies to only one unique lab test made by a specific manufacturer or performed by a specific lab. Report code 0049U for the NPM1 MRD by NGS LabPMM LLC, an Invivoscribe Technologies, Inc. Company, which is a next–generation sequencing assay using polymerase chain reaction (PCR) on followup specimens to detect tumor–specific markers of the gene for nucleophosmin, also known as NPM1 for post–treatment monitoring or recurrence for conditions such as acute myeloid leukemia. Explanation The lab analyst performs all technical steps, from extracting the nucleic acids by methods such as cell lysis and digestion, to increasing and stabilizing the quantity of nucleic acid for analysis by amplification, to detecting the target genes by methods such as nucleic acid probes. A single unit of this code represents testing for specific changes, known as mutations, in the NPM1 gene that occur in the region of the gene called exon 12. Although not limited to testing for a specific condition, clinicians may commonly order this test for patients with acute myeloid leukemia (AML), especially those who do not show inherited genetic changes related to the condition. In these cases, called cytogenetically normal AML (CN–AML), the patient may have a genetic abnormality that affects only the cells that become cancerous. This is known as a somatic mutation, meaning that the change to the gene happens during the patient’s lifetime rather than being inherited. Myeloid leukemia occurs when immature blood cells in the bone marrow (myeloblasts) enter the blood stream or when the bone marrow produces abnormal white blood cells which then overwhelm or replace healthy blood cells and keep the blood from functioning as it should. Terminology Acute: Refers to a disease or an ailment that has a rapid onset or a short course. Amplification: Making more copies of desired gene for study by processes such as polymerase chain reaction, called PCR, or transcription of DNA to RNA and reverse transcription from RNA to make an additional copy of the DNA. Exon: Nucleic acid sequence that includes at least part of the code for a specific product, such as a protein. Gene: Specific nucleic acid sequence associated with a unique function in the body such as production of a specific protein. Lysis: Breakdown of cells, releasing cell contents such as nucleic acids. Mutation: Alteration in DNA sequence that may lead to pathologic changes in the organism. Next–generation sequencing (NGS): A general term for number of different modern DNA and RNA sequencing technologies that are quicker and cheaper than the previous methods; also known as high–throughput sequencing. Nucleic acid: DNA or RNA; sequence of specific biological chemicals, called nucleotides, that carry genetic information. Polymerase chain reaction (PCR): A rapid technique for making more copies (amplifying) of a DNA or RNA sequence used in the laboratory. Somatic mutation: Acquired, not inherited, point mutations and small insertions and deletions occurring in cancer cells. Variant: Gene that differs from the usual nucleic acid sequence due to events such as nucleotide deletions/insertions or substitutions; may cause conditions such as genetic disorders or cancer. Tips Use this code only for the appropriate proprietary test; report one unit of this code for a single specimen analyzed on a single date of service. Some payers may pay separately for collection of the specimen; check with the appropriate payer. Additional Info “U” codes are included in the CPT® code set to identify specific proprietary laboratory analyses (PLA) tests. PLA codes take precedence over the usual 80000 series codes for laboratory/pathology. Use this code only for the above–described test; do not report this test using any other CPT® code. PLA code descriptors follow existing code conventions when possible, and lab techniques used include multianalyte assays with algorithmic analyses (MAAA) and genomic sequencing procedures (GSP), among others. Read Less | Range Specific Guideline Proprietary laboratory analyses (PLA) codes describe proprietary clinical laboratory analyses and can be either provided by a single ("sole-source") laboratory or licensed or marketed to multiple providing laboratories (eg, cleared or approved by the Food and Drug Administration [FDA]). This subsection includes advanced diagnostic laboratory tests (ADLTs) and clinical diagnostic laboratory tests (CDLTs), as defined under the Protecting Access to Medicare Act (PAMA) of 2014. These analyses may include a range of medical laboratory tests including, but not limited to, multianalyte assays with algorithmic analyses (MAAA) and genomic sequencing procedures (GSP). The descriptor nomenclature follows, where possible, existing code conventions (eg, MAAA, GSP). Unless specifically noted, even though the Proprietary Laboratory Analyses section of the code set is located at the end of the Pathology and Laboratory section of the code set, a PLA code does not fulfill Category I code criteria. PLA codes are not required to fulfill the Category I criteria. The standards for inclusion in the PLA section are: The test must be commercially available in the United States for use on human specimens and The clinical laboratory or manufacturer that offers the test must request the code. For similar laboratory analyses that fulfill Category I criteria, see codes listed in the numeric 80000 series. When a PLA code is available to report a given proprietary laboratory service, that PLA code takes precedence. The service should not be reported with any other CPT® code(s) and other CPT® code(s) should not be used to report services that may be reported with that specific PLA code. These codes encompass all analytical services required for the analysis (eg, cell lysis, nucleic acid stabilization, extraction, digestion, amplification, hybridization and detection). For molecular analyses, additional procedures that are required prior to cell lysis (eg, microdissection [codes 88380 and 88381]) may be reported separately. Codes in this subsection are released on a quarterly basis to expedite dissemination for reporting. PLA codes will be published electronically on the AMA CPT® website (ama-assn.org/cpt-pla-codes), distributed via CPT® data files on a quarterly basis, and, at a minimum, made available in print annually in the CPT® codebook. See the Introduction section of the CPT® code set for a complete list of the dates of release and implementation. All codes that are included in this section are also included in Appendix O, with the procedure's proprietary name. In order to report a PLA code, the analysis performed must fulfill the code descriptor and must be the test represented by the proprietary name listed in Appendix O. In some instances, the descriptor language of PLA codes may be identical and the code may only be differentiated by the listed proprietary name in Appendix O. When more than one PLA has an identical descriptor, the codes will be denoted by the symbol "â™“." All PLA tests will have assigned codes in the PLA section of the code set. Any PLA coded test(s) that satisfies Category I criteria and has been accepted by the CPT® Editorial Panel will be designated by the addition of the symbol "^" to the existing PLA code and will remain in the PLA section of the code set. If a proprietary test has already been accepted for a Category I code and a code has not been published, subsequent application for a PLA code will take precedence. The code will only be placed in the PLA section. The accuracy of a PLA code is to be maintained by the original applicant, or the current owner of the test kit or laboratory performing the proprietary test. A new PLA code is required when: 1. Additional nucleic acid (DNA or RNA) and/or protein analysis(es) are added to the current PLA test, or 2. The name of the PLA test has changed in association with changes in test performance or test characteristics. The addition or modification of the therapeutic applications of the test require submission of a code change application, but it may not require a new code number. | 0001U-0599U | https://www.aapc.com/codes/cpt-codes/0049U | 2025-10-27T16:54:30.233138Z
0050U | Targeted genomic sequence analysis panel, acute myelogenous leukemia, DNA analysis, 194 genes, interrogation for sequence variants, copy number variants or rearrangements | This is a Proprietary Laboratory Analyses (PLA) code, meaning that the code applies to only one unique lab test made by a specific manufacturer or performed by a specific lab. Report code 0050U for the MyAML™ NGS Panel by LabPMM LLC, an Invivoscribe Technologies, Inc., Company, which is a next–generation targeted sequencing (NGS) assay of 194 genes for sequence and copy number variants associated with acute myelogenous leukemia (AML). Explanation The lab analyst performs targeted next generation sequencing technology and custom software to identify substitutions, insertion and deletion alterations, single nucleotide variants (SNVs), indels, inversions and translocations, and copy number alterations in 194 genes, select gene rearrangements. Coding regions and potential genomic breakpoints within known somatic gene fusions are sequenced. Potential aneuploidy and clonality in alleles may also be identified. These mutations are then reviewed and interpreted by a molecular pathologist and classified as pathogenic, potentially pathogenic, and/or actionable for targeted therapy. Clinicians order this test for patients with acute myelogenous leukemia (AML) to determine prognosis, potential for recurrence after treatment, and to better define therapeutic options. Myeloid leukemia occurs when myeloblasts (immature blood cells in the bone marrow) enter the blood stream or when the bone marrow (the spongy tissue inside large bones) produces abnormal white blood cells which then overwhelm or replace healthy blood cells and keep the blood from functioning as it should. Terminology Aneuploidy: Chromosome mutation involving an abnormal chromosome number, such as one or three chromosome copies in the nucleus of cells that have a normally have two chromosomes. Clonality or monoclonal: Identical cells descended from a common ancestor resulting in identifiable gene sequences, which may be used as markers for genetic testing. Next–generation sequencing (NGS): A general term for number of different modern DNA and RNA sequencing technologies that are quicker and cheaper than the previous methods; also known as high–throughput sequencing. Pathogenic: Causing disease; may be used to describe disease–causing organisms such as viruses, bacteria, and parasites, or genetic mutations. Somatic mutation: Acquired, not inherited, point mutations and small insertions and deletions occurring in cancer cells. Variant: Gene that differs from the usual nucleic acid sequence due to events such as nucleotide deletions/insertions or substitutions; may cause conditions such as genetic disorders or cancer. Tips Use this code only for the appropriate proprietary test; report one unit of this code for a single specimen analyzed on a single date of service. Some payers may pay separately for collection of the specimen; check with the appropriate payer. Additional Info “U” codes are included in the CPT® code set to identify specific proprietary laboratory analyses (PLA) tests. PLA codes take precedence over the usual 80000 series codes for laboratory/pathology. Use this code only for the above–described test; do not report this test using any other CPT® code. PLA code descriptors follow existing code conventions when possible, and lab techniques used include multianalyte assays with algorithmic analyses (MAAA) and genomic sequencing procedures (GSP), among others. Read Less | Range Specific Guideline Proprietary laboratory analyses (PLA) codes describe proprietary clinical laboratory analyses and can be either provided by a single ("sole-source") laboratory or licensed or marketed to multiple providing laboratories (eg, cleared or approved by the Food and Drug Administration [FDA]). This subsection includes advanced diagnostic laboratory tests (ADLTs) and clinical diagnostic laboratory tests (CDLTs), as defined under the Protecting Access to Medicare Act (PAMA) of 2014. These analyses may include a range of medical laboratory tests including, but not limited to, multianalyte assays with algorithmic analyses (MAAA) and genomic sequencing procedures (GSP). The descriptor nomenclature follows, where possible, existing code conventions (eg, MAAA, GSP). Unless specifically noted, even though the Proprietary Laboratory Analyses section of the code set is located at the end of the Pathology and Laboratory section of the code set, a PLA code does not fulfill Category I code criteria. PLA codes are not required to fulfill the Category I criteria. The standards for inclusion in the PLA section are: The test must be commercially available in the United States for use on human specimens and The clinical laboratory or manufacturer that offers the test must request the code. For similar laboratory analyses that fulfill Category I criteria, see codes listed in the numeric 80000 series. When a PLA code is available to report a given proprietary laboratory service, that PLA code takes precedence. The service should not be reported with any other CPT® code(s) and other CPT® code(s) should not be used to report services that may be reported with that specific PLA code. These codes encompass all analytical services required for the analysis (eg, cell lysis, nucleic acid stabilization, extraction, digestion, amplification, hybridization and detection). For molecular analyses, additional procedures that are required prior to cell lysis (eg, microdissection [codes 88380 and 88381]) may be reported separately. Codes in this subsection are released on a quarterly basis to expedite dissemination for reporting. PLA codes will be published electronically on the AMA CPT® website (ama-assn.org/cpt-pla-codes), distributed via CPT® data files on a quarterly basis, and, at a minimum, made available in print annually in the CPT® codebook. See the Introduction section of the CPT® code set for a complete list of the dates of release and implementation. All codes that are included in this section are also included in Appendix O, with the procedure's proprietary name. In order to report a PLA code, the analysis performed must fulfill the code descriptor and must be the test represented by the proprietary name listed in Appendix O. In some instances, the descriptor language of PLA codes may be identical and the code may only be differentiated by the listed proprietary name in Appendix O. When more than one PLA has an identical descriptor, the codes will be denoted by the symbol "â™“." All PLA tests will have assigned codes in the PLA section of the code set. Any PLA coded test(s) that satisfies Category I criteria and has been accepted by the CPT® Editorial Panel will be designated by the addition of the symbol "^" to the existing PLA code and will remain in the PLA section of the code set. If a proprietary test has already been accepted for a Category I code and a code has not been published, subsequent application for a PLA code will take precedence. The code will only be placed in the PLA section. The accuracy of a PLA code is to be maintained by the original applicant, or the current owner of the test kit or laboratory performing the proprietary test. A new PLA code is required when: 1. Additional nucleic acid (DNA or RNA) and/or protein analysis(es) are added to the current PLA test, or 2. The name of the PLA test has changed in association with changes in test performance or test characteristics. The addition or modification of the therapeutic applications of the test require submission of a code change application, but it may not require a new code number. | 0001U-0599U | https://www.aapc.com/codes/cpt-codes/0050U | 2025-10-27T16:54:47.934520Z
0051U | Prescription drug monitoring, evaluation of drugs present by liquid chromatography tandem mass spectrometry (LC-MS/MS), urine or blood, 31 drug panel, reported as quantitative results, detected or not detected, per date of service | This is a Proprietary Laboratory Analyses (PLA) code, meaning that the code applies to only one unique lab test made by a specific manufacturer or performed by a specific lab. Report code 0051U for UCompliDx, from Elite Medical Laboratory Solutions LLC, which employs liquid chromatography and tandem mass spectrometry (LC–MS/MS) of a urine or blood specimen to determine the presence or absence and the quantity of prescription drug(s) in a patient’s body. Explanation The test uses liquid chromatography and tandem mass spectrometry (LC–MS/MS) to precisely identify and determine the concentration of analyte(s) in a urine or blood sample. The test includes all drug(s) and metabolite(s) evaluated on a single date of service. Although not limited to testing for a specific condition, clinicians may order this test to evaluate whether a patient is at steady–state for prescription medications. Terminology Analyte: The substance the analyst is measuring during a test. Liquid chromatography: A lab test that mixes a sample of the patient’s fluid (blood, urine, or other bodily fluids) with a reagent and then using pressure, passes it through a solid material; the components in the fluid are absorbed at different areas in the solid material making the components easy to quantify. Mass spectrometry: A lab technique that separates the components of a sample based on their mass. Metabolite: A chemical used or made as part of processes in the body, called metabolism, that make energy and substances for living and functioning. Reagent: A substance used in a lab test to bring about a desired change or reaction, often to reveal the presence or quantity of another substance that is the focus of the test. Tips Use this code only for the appropriate proprietary test; report one unit of this code for a single specimen analyzed on a single date of service. Some payers may pay separately for collecting the specimen. Additional Info “U” codes are included in the CPT® code set to identify specific proprietary laboratory analyses (PLA) tests. PLA codes take precedence over the usual 80000 series codes for laboratory/pathology. Use this code only for the above–described test; do not report this test using any other CPT® code. PLA code descriptors follow existing code conventions when possible, and lab techniques used include multianalyte assays with algorithmic analyses (MAAA) and genomic sequencing procedures (GSP), among others. Read Less | Range Specific Guideline Proprietary laboratory analyses (PLA) codes describe proprietary clinical laboratory analyses and can be either provided by a single ("sole-source") laboratory or licensed or marketed to multiple providing laboratories (eg, cleared or approved by the Food and Drug Administration [FDA]). This subsection includes advanced diagnostic laboratory tests (ADLTs) and clinical diagnostic laboratory tests (CDLTs), as defined under the Protecting Access to Medicare Act (PAMA) of 2014. These analyses may include a range of medical laboratory tests including, but not limited to, multianalyte assays with algorithmic analyses (MAAA) and genomic sequencing procedures (GSP). The descriptor nomenclature follows, where possible, existing code conventions (eg, MAAA, GSP). Unless specifically noted, even though the Proprietary Laboratory Analyses section of the code set is located at the end of the Pathology and Laboratory section of the code set, a PLA code does not fulfill Category I code criteria. PLA codes are not required to fulfill the Category I criteria. The standards for inclusion in the PLA section are: The test must be commercially available in the United States for use on human specimens and The clinical laboratory or manufacturer that offers the test must request the code. For similar laboratory analyses that fulfill Category I criteria, see codes listed in the numeric 80000 series. When a PLA code is available to report a given proprietary laboratory service, that PLA code takes precedence. The service should not be reported with any other CPT® code(s) and other CPT® code(s) should not be used to report services that may be reported with that specific PLA code. These codes encompass all analytical services required for the analysis (eg, cell lysis, nucleic acid stabilization, extraction, digestion, amplification, hybridization and detection). For molecular analyses, additional procedures that are required prior to cell lysis (eg, microdissection [codes 88380 and 88381]) may be reported separately. Codes in this subsection are released on a quarterly basis to expedite dissemination for reporting. PLA codes will be published electronically on the AMA CPT® website (ama-assn.org/cpt-pla-codes), distributed via CPT® data files on a quarterly basis, and, at a minimum, made available in print annually in the CPT® codebook. See the Introduction section of the CPT® code set for a complete list of the dates of release and implementation. All codes that are included in this section are also included in Appendix O, with the procedure's proprietary name. In order to report a PLA code, the analysis performed must fulfill the code descriptor and must be the test represented by the proprietary name listed in Appendix O. In some instances, the descriptor language of PLA codes may be identical and the code may only be differentiated by the listed proprietary name in Appendix O. When more than one PLA has an identical descriptor, the codes will be denoted by the symbol "â™“." All PLA tests will have assigned codes in the PLA section of the code set. Any PLA coded test(s) that satisfies Category I criteria and has been accepted by the CPT® Editorial Panel will be designated by the addition of the symbol "^" to the existing PLA code and will remain in the PLA section of the code set. If a proprietary test has already been accepted for a Category I code and a code has not been published, subsequent application for a PLA code will take precedence. The code will only be placed in the PLA section. The accuracy of a PLA code is to be maintained by the original applicant, or the current owner of the test kit or laboratory performing the proprietary test. A new PLA code is required when: 1. Additional nucleic acid (DNA or RNA) and/or protein analysis(es) are added to the current PLA test, or 2. The name of the PLA test has changed in association with changes in test performance or test characteristics. The addition or modification of the therapeutic applications of the test require submission of a code change application, but it may not require a new code number. | 0001U-0599U | https://www.aapc.com/codes/cpt-codes/0051U | 2025-10-27T16:55:05.803991Z
0052U | Lipoprotein, blood, high resolution fractionation and quantitation of lipoproteins, including all five major lipoprotein classes and subclasses of HDL, LDL, and VLDL by vertical auto profile ultracentrifugation | This is a Proprietary Laboratory Analyses (PLA) code, meaning that the code applies to only one unique lab test made by a specific manufacturer or performed by a specific lab. Report code 0052U for the VAP® Cholesterol Test by VAP Diagnostics Laboratory, Inc., which involves high–resolution fractionation and measures the amount of lipoprotein in a patient’s blood specimen. The test includes total lipoprotein, high–density lipoprotein (HDL), low–density lipoprotein (LDL), very–low–density lipoprotein (VLDL), lipoprotein(a) (Lp(a)), intermediate–density lipoprotein (IDL), HDL subclasses (HDL2 and HDL3), LDL subclasses (LDL1, LDL2, LDL3, and LDL4), VLDL subclasses (VLDL1, VLDL2, and VLDL3), and LDL. Explanation The lab analyst performs a test that involves high–resolution fractionation on a patient’s blood specimen and measures the amount of lipoprotein and lipoprotein subclasses. The lab analyst uses a proprietary technology, vertical auto profile (VAP) ultracentrifugation, for fractionation and measurement of the lipoproteins. The basic principle of the test is separation of lipoproteins based on their densities and floating rates. The lipoproteins form a rigid uniform layer at the top of the centrifuge tube after 20 to 24 hours of centrifugation, which involves spinning. The analyst adds soluble materials to raise the density of the solution containing the sample, and then spins this mixture, subjecting it to high centrifugal force, called ultracentrifugation. The various lipoproteins gather on the top of the centrifuge tube according to their densities. Although not limited to testing for a specific condition, clinicians may order this test to evaluate patients with atherosclerosis for an increase in the level of lipoprotein–associated phospholipase enzyme, which may further increase the risk of stroke or heart attack. This test may follow other lipoprotein tests as it provides greater specificity. Terminology Lipoproteins: Particles composed of proteins (apolipoproteins) and other lipid substances that transport cholesterol and triglycerides in the blood stream. Tips Use this code only for the appropriate proprietary test; report one unit of this code for a single specimen analyzed on a single date of service. PLA codes take precedence over 8 thousand series codes; do not report this test with any other CPT® code for lipoprotein fractionation and quantitation, such as 83700–83704 Some payers may pay separately for collection of the specimen; check with the appropriate payer. Additional Info “U” codes are included in the CPT® code set to identify specific proprietary laboratory analyses (PLA) tests. PLA codes take precedence over the usual 80000 series codes for laboratory/pathology. Use this code only for the above–described test; do not report this test using any other CPT® code. PLA code descriptors follow existing code conventions when possible, and lab techniques used include multianalyte assays with algorithmic analyses (MAAA) and genomic sequencing procedures (GSP), among others. Read Less | Range Specific Guideline Proprietary laboratory analyses (PLA) codes describe proprietary clinical laboratory analyses and can be either provided by a single ("sole-source") laboratory or licensed or marketed to multiple providing laboratories (eg, cleared or approved by the Food and Drug Administration [FDA]). This subsection includes advanced diagnostic laboratory tests (ADLTs) and clinical diagnostic laboratory tests (CDLTs), as defined under the Protecting Access to Medicare Act (PAMA) of 2014. These analyses may include a range of medical laboratory tests including, but not limited to, multianalyte assays with algorithmic analyses (MAAA) and genomic sequencing procedures (GSP). The descriptor nomenclature follows, where possible, existing code conventions (eg, MAAA, GSP). Unless specifically noted, even though the Proprietary Laboratory Analyses section of the code set is located at the end of the Pathology and Laboratory section of the code set, a PLA code does not fulfill Category I code criteria. PLA codes are not required to fulfill the Category I criteria. The standards for inclusion in the PLA section are: The test must be commercially available in the United States for use on human specimens and The clinical laboratory or manufacturer that offers the test must request the code. For similar laboratory analyses that fulfill Category I criteria, see codes listed in the numeric 80000 series. When a PLA code is available to report a given proprietary laboratory service, that PLA code takes precedence. The service should not be reported with any other CPT® code(s) and other CPT® code(s) should not be used to report services that may be reported with that specific PLA code. These codes encompass all analytical services required for the analysis (eg, cell lysis, nucleic acid stabilization, extraction, digestion, amplification, hybridization and detection). For molecular analyses, additional procedures that are required prior to cell lysis (eg, microdissection [codes 88380 and 88381]) may be reported separately. Codes in this subsection are released on a quarterly basis to expedite dissemination for reporting. PLA codes will be published electronically on the AMA CPT® website (ama-assn.org/cpt-pla-codes), distributed via CPT® data files on a quarterly basis, and, at a minimum, made available in print annually in the CPT® codebook. See the Introduction section of the CPT® code set for a complete list of the dates of release and implementation. All codes that are included in this section are also included in Appendix O, with the procedure's proprietary name. In order to report a PLA code, the analysis performed must fulfill the code descriptor and must be the test represented by the proprietary name listed in Appendix O. In some instances, the descriptor language of PLA codes may be identical and the code may only be differentiated by the listed proprietary name in Appendix O. When more than one PLA has an identical descriptor, the codes will be denoted by the symbol "â™“." All PLA tests will have assigned codes in the PLA section of the code set. Any PLA coded test(s) that satisfies Category I criteria and has been accepted by the CPT® Editorial Panel will be designated by the addition of the symbol "^" to the existing PLA code and will remain in the PLA section of the code set. If a proprietary test has already been accepted for a Category I code and a code has not been published, subsequent application for a PLA code will take precedence. The code will only be placed in the PLA section. The accuracy of a PLA code is to be maintained by the original applicant, or the current owner of the test kit or laboratory performing the proprietary test. A new PLA code is required when: 1. Additional nucleic acid (DNA or RNA) and/or protein analysis(es) are added to the current PLA test, or 2. The name of the PLA test has changed in association with changes in test performance or test characteristics. The addition or modification of the therapeutic applications of the test require submission of a code change application, but it may not require a new code number. | 0001U-0599U | https://www.aapc.com/codes/cpt-codes/0052U | 2025-10-27T16:55:23.322746Z
0054U | Prescription drug monitoring, 14 or more classes of drugs and substances, definitive tandem mass spectrometry with chromatography, capillary blood, quantitative report with therapeutic and toxic ranges, including steady-state range for the prescribed dose when detected, per date of service | This is a Proprietary Laboratory Analyses (PLA) code, meaning that the code applies to only one unique lab test made by a specific manufacturer or performed by a specific lab. Report code 0054U for the AssuranceRx Micro Serum by Firstox Laboratories, LLC, which employs chromatography and tandem mass spectrometry (LC–MS/MS) of a capillary blood specimen to determine the presence or absence and the quantity of prescription drug(s) in a patient’s body. Explanation The test uses chromatography and tandem mass spectrometry (LC–MS/MS) to precisely identify and determine the concentration of analyte(s) in a capillary blood sample. The lab analyst mixes a sample of the patient's blood with a reagent and then, using pressure, passes it through a solid material. The components in the fluid are absorbed at different areas in the solid material making the components easy to quantify. He also applies a technology (mass spectrometry) that separates the components of a sample based on their mass. The panel tests for the presence or absence and the quantity of 14 or more classes of drugs and substances and includes all drug(s) and metabolite(s) evaluated on a single date of service. Clinicians may order this test to evaluate whether a patient is at steady–state for prescription medications and whether the level of the drugs is therapeutic (effective) or toxic (causing adverse effects). Terminology Chromatography: Laboratory methodologies that separate and analyze the level or presence of a specific analyte in a chemical mixture carried by liquid or gas. Mass spectrometry: A lab technique that separates the components of a sample based on their mass. Tips Use this code only for the appropriate proprietary test; report one unit of this code for a single specimen analyzed on a single date of service. Some payers may pay separately for collection of the specimen; check with the appropriate payer. Additional Info “U” codes are included in the CPT® code set to identify specific proprietary laboratory analyses (PLA) tests. PLA codes take precedence over the usual 80000 series codes for laboratory/pathology. Use this code only for the above–described test; do not report this test using any other CPT® code. PLA code descriptors follow existing code conventions when possible, and lab techniques used include multianalyte assays with algorithmic analyses (MAAA) and genomic sequencing procedures (GSP), among others. Read Less | Range Specific Guideline Proprietary laboratory analyses (PLA) codes describe proprietary clinical laboratory analyses and can be either provided by a single ("sole-source") laboratory or licensed or marketed to multiple providing laboratories (eg, cleared or approved by the Food and Drug Administration [FDA]). This subsection includes advanced diagnostic laboratory tests (ADLTs) and clinical diagnostic laboratory tests (CDLTs), as defined under the Protecting Access to Medicare Act (PAMA) of 2014. These analyses may include a range of medical laboratory tests including, but not limited to, multianalyte assays with algorithmic analyses (MAAA) and genomic sequencing procedures (GSP). The descriptor nomenclature follows, where possible, existing code conventions (eg, MAAA, GSP). Unless specifically noted, even though the Proprietary Laboratory Analyses section of the code set is located at the end of the Pathology and Laboratory section of the code set, a PLA code does not fulfill Category I code criteria. PLA codes are not required to fulfill the Category I criteria. The standards for inclusion in the PLA section are: The test must be commercially available in the United States for use on human specimens and The clinical laboratory or manufacturer that offers the test must request the code. For similar laboratory analyses that fulfill Category I criteria, see codes listed in the numeric 80000 series. When a PLA code is available to report a given proprietary laboratory service, that PLA code takes precedence. The service should not be reported with any other CPT® code(s) and other CPT® code(s) should not be used to report services that may be reported with that specific PLA code. These codes encompass all analytical services required for the analysis (eg, cell lysis, nucleic acid stabilization, extraction, digestion, amplification, hybridization and detection). For molecular analyses, additional procedures that are required prior to cell lysis (eg, microdissection [codes 88380 and 88381]) may be reported separately. Codes in this subsection are released on a quarterly basis to expedite dissemination for reporting. PLA codes will be published electronically on the AMA CPT® website (ama-assn.org/cpt-pla-codes), distributed via CPT® data files on a quarterly basis, and, at a minimum, made available in print annually in the CPT® codebook. See the Introduction section of the CPT® code set for a complete list of the dates of release and implementation. All codes that are included in this section are also included in Appendix O, with the procedure's proprietary name. In order to report a PLA code, the analysis performed must fulfill the code descriptor and must be the test represented by the proprietary name listed in Appendix O. In some instances, the descriptor language of PLA codes may be identical and the code may only be differentiated by the listed proprietary name in Appendix O. When more than one PLA has an identical descriptor, the codes will be denoted by the symbol "â™“." All PLA tests will have assigned codes in the PLA section of the code set. Any PLA coded test(s) that satisfies Category I criteria and has been accepted by the CPT® Editorial Panel will be designated by the addition of the symbol "^" to the existing PLA code and will remain in the PLA section of the code set. If a proprietary test has already been accepted for a Category I code and a code has not been published, subsequent application for a PLA code will take precedence. The code will only be placed in the PLA section. The accuracy of a PLA code is to be maintained by the original applicant, or the current owner of the test kit or laboratory performing the proprietary test. A new PLA code is required when: 1. Additional nucleic acid (DNA or RNA) and/or protein analysis(es) are added to the current PLA test, or 2. The name of the PLA test has changed in association with changes in test performance or test characteristics. The addition or modification of the therapeutic applications of the test require submission of a code change application, but it may not require a new code number. | 0001U-0599U | https://www.aapc.com/codes/cpt-codes/0054U | 2025-10-27T16:55:41.031736Z
0055U | Cardiology (heart transplant), cell-free DNA, PCR assay of 96 DNA target sequences (94 single nucleotide polymorphism targets and two control targets), plasma | This is a Proprietary Laboratory Analyses (PLA) code, meaning that the code applies to only one unique lab test made by a specific manufacturer or performed by a specific lab. Report code 0055U for the myTAIHEART™ laboratory test by TAI Diagnostics, Inc., which uses PCR technology, in conjunction with standard clinical assessment, to help determine a heart transplant recipient’s likelihood of rejecting a donor heart. Explanation After initial genotyping of the donor heart and the recipient, the lab analyst employs a proprietary PCR genotyping technology of plasma separated from a blood sample of the recipient to isolate and quantify the amount of circulating cell–free DNA (cfDNA), a marker for transplanted organ injury. The analyst measures the activity of a total of 96 DNA target sequences (94 single nucleotide polymorphism targets and two control targets) using PCR, which monitors amplification of targeted mRNA gene expression. The process distinguishes between the cfDNA from the donor heart and the cfDNA from the recipient and reports the ratio, which is a measure of risk of rejection. Clinicians order this test for recipients of heart transplants to predict the likelihood of rejection and plan treatment accordingly. Terminology Amplification: Making more copies of a desired gene for study by processes such as polymerase chain reaction (PCR) or transcription of DNA to RNA and reverse transcription from RNA to make an additional copy of the DNA. Genotype: The genetic, internally coded information of a particular organism or person, distinct from the expressed features or the phenotype. Nucleotide: A compound or organic molecule that forms the basic structural unit of nucleic acids, such as deoxyribonucleic acid (DNA). Plasma: The liquid portion of blood that typically suspends blood cells; plasma accounts for about 55 percent of blood volume and contains important components such as proteins, electrolytes, hormones, and coagulation factors. Polymerase chain reaction (PCR): A rapid technique for making more copies (amplifying) of a DNA or RNA sequence used in the laboratory. Polymorphisms: Literally, many forms; it can refer to variations in species or stages of development; in genetics, it refers to variations in DNA due to selection and mutation. Tips Use this code only for the appropriate proprietary test; report one unit of this code for a single specimen analyzed on a single date of service. Some payers may pay separately for collection of the specimen; check with the appropriate payer. Additional Info “U” codes are included in the CPT® code set to identify specific proprietary laboratory analyses (PLA) tests. PLA codes take precedence over the usual 80000 series codes for laboratory/pathology. Use this code only for the above–described test; do not report this test using any other CPT® code. PLA code descriptors follow existing code conventions when possible, and lab techniques used include multianalyte assays with algorithmic analyses (MAAA) and genomic sequencing procedures (GSP), among others. Read Less | Range Specific Guideline Proprietary laboratory analyses (PLA) codes describe proprietary clinical laboratory analyses and can be either provided by a single ("sole-source") laboratory or licensed or marketed to multiple providing laboratories (eg, cleared or approved by the Food and Drug Administration [FDA]). This subsection includes advanced diagnostic laboratory tests (ADLTs) and clinical diagnostic laboratory tests (CDLTs), as defined under the Protecting Access to Medicare Act (PAMA) of 2014. These analyses may include a range of medical laboratory tests including, but not limited to, multianalyte assays with algorithmic analyses (MAAA) and genomic sequencing procedures (GSP). The descriptor nomenclature follows, where possible, existing code conventions (eg, MAAA, GSP). Unless specifically noted, even though the Proprietary Laboratory Analyses section of the code set is located at the end of the Pathology and Laboratory section of the code set, a PLA code does not fulfill Category I code criteria. PLA codes are not required to fulfill the Category I criteria. The standards for inclusion in the PLA section are: The test must be commercially available in the United States for use on human specimens and The clinical laboratory or manufacturer that offers the test must request the code. For similar laboratory analyses that fulfill Category I criteria, see codes listed in the numeric 80000 series. When a PLA code is available to report a given proprietary laboratory service, that PLA code takes precedence. The service should not be reported with any other CPT® code(s) and other CPT® code(s) should not be used to report services that may be reported with that specific PLA code. These codes encompass all analytical services required for the analysis (eg, cell lysis, nucleic acid stabilization, extraction, digestion, amplification, hybridization and detection). For molecular analyses, additional procedures that are required prior to cell lysis (eg, microdissection [codes 88380 and 88381]) may be reported separately. Codes in this subsection are released on a quarterly basis to expedite dissemination for reporting. PLA codes will be published electronically on the AMA CPT® website (ama-assn.org/cpt-pla-codes), distributed via CPT® data files on a quarterly basis, and, at a minimum, made available in print annually in the CPT® codebook. See the Introduction section of the CPT® code set for a complete list of the dates of release and implementation. All codes that are included in this section are also included in Appendix O, with the procedure's proprietary name. In order to report a PLA code, the analysis performed must fulfill the code descriptor and must be the test represented by the proprietary name listed in Appendix O. In some instances, the descriptor language of PLA codes may be identical and the code may only be differentiated by the listed proprietary name in Appendix O. When more than one PLA has an identical descriptor, the codes will be denoted by the symbol "â™“." All PLA tests will have assigned codes in the PLA section of the code set. Any PLA coded test(s) that satisfies Category I criteria and has been accepted by the CPT® Editorial Panel will be designated by the addition of the symbol "^" to the existing PLA code and will remain in the PLA section of the code set. If a proprietary test has already been accepted for a Category I code and a code has not been published, subsequent application for a PLA code will take precedence. The code will only be placed in the PLA section. The accuracy of a PLA code is to be maintained by the original applicant, or the current owner of the test kit or laboratory performing the proprietary test. A new PLA code is required when: 1. Additional nucleic acid (DNA or RNA) and/or protein analysis(es) are added to the current PLA test, or 2. The name of the PLA test has changed in association with changes in test performance or test characteristics. The addition or modification of the therapeutic applications of the test require submission of a code change application, but it may not require a new code number. | 0001U-0599U | https://www.aapc.com/codes/cpt-codes/0055U | 2025-10-27T16:55:58.893955Z
0058U | Oncology (Merkel cell carcinoma), detection of antibodies to the Merkel cell polyoma virus oncoprotein (small T antigen), serum, quantitative | This is a Proprietary Laboratory Analyses (PLA) code, meaning that the code applies to only one unique lab test made by a specific manufacturer or performed by a specific lab. Report code 0058U for the Merkel SmT Oncoprotein Antibody Titer by the University of Washington’s Department of Laboratory Medicine, which detects and quantifies antibodies to the Merkel cell (MC) polyomavirus small T (sT) antigen/oncoprotein, one of the two major causative agents for tumorigenesis and tumor maintenance in Merkel cell carcinoma (MCC), a highly aggressive and potentially fatal neuroendocrine skin cancer. Explanation The lab analyst performs the technical steps to quantitate antibodies to the Merkel cell polyomavirus small T antigen (sTAg/oncoprotein in a serum specimen. Blood is centrifuged to separate out the serum. The analyst uses fluorescence and mulitplex bead technology to perform the test. A piece of the MC oncoprotein is attached to beads, which immobilizes it. It is then exposed to the patient’s serum. Antibodies in the serum, if present, attach to the fragment of oncoprotein; all the other proteins are washed away. A fluorescent probe is applied, and the beads examined. The antibody attaches to two parts of the virus: (1) the coat (or capsid), which indicates prior exposure to the virus but not necessarily tumor, and (2) the oncoprotein within the cells, which indicates recent presence of tumor as opposed to simply exposure. Most individuals will be positive for exposure (antibodies attaching to the capsid), while less than one percent with no MCC diagnosis will be positive for antibodies attached to the oncoproteins. Clinicians order this test for patients with Merkel cell carcinoma to detect early recurrence. About 50% of patients with MCC produce antibodies to these oncoproteins; the antibodies decline over time but increase rapidly with recurrent disease. These patients have a better prognosis. Those who do not produce these antibodies are at higher risk for developing a recurrence and have a poorer prognosis. Terminology Antibody: A protein produced by the body as an immune–system response to a specific antigen, such as a bacteria or foreign substance; lab tests may utilize reactions between antibodies and antigens to identify a substance in a patient specimen; may also be referred to as immunoglobulin. Antigen: A foreign substance that the body reacts to with an immune response, such as producing a specific antibody; lab tests may utilize reactions between antibodies and antigens to identify a substance in a patient specimen. Neuroendocrine system: Specialized cells located throughout the body that receive signals from the brain and produce hormones or hormonelike substances like endocrine cells; the neuroendocrine system regulates bodily functions such as reproduction, metabolism, blood pressure, hunger, and thirst. Oncoprotein: A protein linked to tumorigenic cell growth; genes called oncogenes regulate and synthesize (encode) these cancer–promoting proteins. Tips Use this code only for the appropriate proprietary test; report one unit of this code for a single specimen analyzed on a single date of service. Some payers may pay separately for collection of the specimen; check with the appropriate payer. Additional Info “U” codes are included in the CPT® code set to identify specific proprietary laboratory analyses (PLA) tests. PLA codes take precedence over the usual 80000 series codes for laboratory/pathology. Use this code only for the above–described test; do not report this test using any other CPT® code. PLA code descriptors follow existing code conventions when possible, and lab techniques used include multianalyte assays with algorithmic analyses (MAAA) and genomic sequencing procedures (GSP), among others. Read Less | Range Specific Guideline Proprietary laboratory analyses (PLA) codes describe proprietary clinical laboratory analyses and can be either provided by a single ("sole-source") laboratory or licensed or marketed to multiple providing laboratories (eg, cleared or approved by the Food and Drug Administration [FDA]). This subsection includes advanced diagnostic laboratory tests (ADLTs) and clinical diagnostic laboratory tests (CDLTs), as defined under the Protecting Access to Medicare Act (PAMA) of 2014. These analyses may include a range of medical laboratory tests including, but not limited to, multianalyte assays with algorithmic analyses (MAAA) and genomic sequencing procedures (GSP). The descriptor nomenclature follows, where possible, existing code conventions (eg, MAAA, GSP). Unless specifically noted, even though the Proprietary Laboratory Analyses section of the code set is located at the end of the Pathology and Laboratory section of the code set, a PLA code does not fulfill Category I code criteria. PLA codes are not required to fulfill the Category I criteria. The standards for inclusion in the PLA section are: The test must be commercially available in the United States for use on human specimens and The clinical laboratory or manufacturer that offers the test must request the code. For similar laboratory analyses that fulfill Category I criteria, see codes listed in the numeric 80000 series. When a PLA code is available to report a given proprietary laboratory service, that PLA code takes precedence. The service should not be reported with any other CPT® code(s) and other CPT® code(s) should not be used to report services that may be reported with that specific PLA code. These codes encompass all analytical services required for the analysis (eg, cell lysis, nucleic acid stabilization, extraction, digestion, amplification, hybridization and detection). For molecular analyses, additional procedures that are required prior to cell lysis (eg, microdissection [codes 88380 and 88381]) may be reported separately. Codes in this subsection are released on a quarterly basis to expedite dissemination for reporting. PLA codes will be published electronically on the AMA CPT® website (ama-assn.org/cpt-pla-codes), distributed via CPT® data files on a quarterly basis, and, at a minimum, made available in print annually in the CPT® codebook. See the Introduction section of the CPT® code set for a complete list of the dates of release and implementation. All codes that are included in this section are also included in Appendix O, with the procedure's proprietary name. In order to report a PLA code, the analysis performed must fulfill the code descriptor and must be the test represented by the proprietary name listed in Appendix O. In some instances, the descriptor language of PLA codes may be identical and the code may only be differentiated by the listed proprietary name in Appendix O. When more than one PLA has an identical descriptor, the codes will be denoted by the symbol "â™“." All PLA tests will have assigned codes in the PLA section of the code set. Any PLA coded test(s) that satisfies Category I criteria and has been accepted by the CPT® Editorial Panel will be designated by the addition of the symbol "^" to the existing PLA code and will remain in the PLA section of the code set. If a proprietary test has already been accepted for a Category I code and a code has not been published, subsequent application for a PLA code will take precedence. The code will only be placed in the PLA section. The accuracy of a PLA code is to be maintained by the original applicant, or the current owner of the test kit or laboratory performing the proprietary test. A new PLA code is required when: 1. Additional nucleic acid (DNA or RNA) and/or protein analysis(es) are added to the current PLA test, or 2. The name of the PLA test has changed in association with changes in test performance or test characteristics. The addition or modification of the therapeutic applications of the test require submission of a code change application, but it may not require a new code number. | 0001U-0599U | https://www.aapc.com/codes/cpt-codes/0058U | 2025-10-27T16:56:17.002765Z
0059U | Oncology (Merkel cell carcinoma), detection of antibodies to the Merkel cell polyoma virus capsid protein (VP1), serum, reported as positive or negative | This is a Proprietary Laboratory Analyses (PLA) code, meaning that the code applies to only one unique lab test made by a specific manufacturer or performed by a specific lab. Report code 0059U for the Merkel Virus VP1 Capsid Antibody by University of Washington, Department of Laboratory Medicine. A positive finding of polyomavirus capsid protein (VP1) indicates exposure to the Merkel cell polyomavirus but not necessarily Merkel cell carcinoma (MCC). A negative result indicates lack of exposure to the polyomavirus. Explanation The lab analyst performs the technical steps to detect antibodies to the Merkel cell polyomavirus capsid protein (VP1) in a serum specimen. Blood is centrifuged to separate out the serum. The analyst uses fluorescence and multiplex bead technology to perform the test. A piece of the MC oncoprotein is attached to beads, which immobilizes it. It is then exposed to the patient’s serum. Antibodies in the serum, if present, attach to the fragment of oncoprotein; all the other proteins are washed away. A fluorescent probe is applied, and the beads examined. The antibody attaches to two parts of the virus: (1) the coat (or capsid), which indicates prior exposure to the virus but not necessarily tumor, and (2) the oncoprotein within the cells, which indicates recent presence of tumor as opposed to simply exposure. A majority of individuals will be positive for exposure (antibodies attaching to the capsid). Clinicians order this test for patients suspected to have exposure to the Merkel cell polyomavirus. Terminology Antibody: A protein produced by the body as an immune–system response to a specific antigen, such as a bacteria or foreign substance; lab tests may utilize reactions between antibodies and antigens to identify a substance in a patient specimen; may also be referred to as immunoglobulin. Antigen: A foreign substance that the body reacts to with an immune response, such as producing a specific antibody; lab tests may utilize reactions between antibodies and antigens to identify a substance in a patient specimen. Neuroendocrine system: Specialized cells located throughout the body that receive signals from the brain and produce hormones or hormonelike substances like endocrine cells; the neuroendocrine system regulates bodily functions such as reproduction, metabolism, blood pressure, hunger, and thirst. Oncoprotein: A protein linked to tumorigenic cell growth; genes called oncogenes regulate and synthesize (encode) these cancer–promoting proteins. Tips Use this code only for the appropriate proprietary test; report one unit of this code for a single specimen analyzed on a single date of service. Some payers may pay separately for collection of the specimen; check with the appropriate payer. Additional Info “U” codes are included in the CPT® code set to identify specific proprietary laboratory analyses (PLA) tests. PLA codes take precedence over the usual 80000 series codes for laboratory/pathology. Use this code only for the above–described test; do not report this test using any other CPT® code. PLA code descriptors follow existing code conventions when possible, and lab techniques used include multianalyte assays with algorithmic analyses (MAAA) and genomic sequencing procedures (GSP), among others. Read Less | Range Specific Guideline Proprietary laboratory analyses (PLA) codes describe proprietary clinical laboratory analyses and can be either provided by a single ("sole-source") laboratory or licensed or marketed to multiple providing laboratories (eg, cleared or approved by the Food and Drug Administration [FDA]). This subsection includes advanced diagnostic laboratory tests (ADLTs) and clinical diagnostic laboratory tests (CDLTs), as defined under the Protecting Access to Medicare Act (PAMA) of 2014. These analyses may include a range of medical laboratory tests including, but not limited to, multianalyte assays with algorithmic analyses (MAAA) and genomic sequencing procedures (GSP). The descriptor nomenclature follows, where possible, existing code conventions (eg, MAAA, GSP). Unless specifically noted, even though the Proprietary Laboratory Analyses section of the code set is located at the end of the Pathology and Laboratory section of the code set, a PLA code does not fulfill Category I code criteria. PLA codes are not required to fulfill the Category I criteria. The standards for inclusion in the PLA section are: The test must be commercially available in the United States for use on human specimens and The clinical laboratory or manufacturer that offers the test must request the code. For similar laboratory analyses that fulfill Category I criteria, see codes listed in the numeric 80000 series. When a PLA code is available to report a given proprietary laboratory service, that PLA code takes precedence. The service should not be reported with any other CPT® code(s) and other CPT® code(s) should not be used to report services that may be reported with that specific PLA code. These codes encompass all analytical services required for the analysis (eg, cell lysis, nucleic acid stabilization, extraction, digestion, amplification, hybridization and detection). For molecular analyses, additional procedures that are required prior to cell lysis (eg, microdissection [codes 88380 and 88381]) may be reported separately. Codes in this subsection are released on a quarterly basis to expedite dissemination for reporting. PLA codes will be published electronically on the AMA CPT® website (ama-assn.org/cpt-pla-codes), distributed via CPT® data files on a quarterly basis, and, at a minimum, made available in print annually in the CPT® codebook. See the Introduction section of the CPT® code set for a complete list of the dates of release and implementation. All codes that are included in this section are also included in Appendix O, with the procedure's proprietary name. In order to report a PLA code, the analysis performed must fulfill the code descriptor and must be the test represented by the proprietary name listed in Appendix O. In some instances, the descriptor language of PLA codes may be identical and the code may only be differentiated by the listed proprietary name in Appendix O. When more than one PLA has an identical descriptor, the codes will be denoted by the symbol "â™“." All PLA tests will have assigned codes in the PLA section of the code set. Any PLA coded test(s) that satisfies Category I criteria and has been accepted by the CPT® Editorial Panel will be designated by the addition of the symbol "^" to the existing PLA code and will remain in the PLA section of the code set. If a proprietary test has already been accepted for a Category I code and a code has not been published, subsequent application for a PLA code will take precedence. The code will only be placed in the PLA section. The accuracy of a PLA code is to be maintained by the original applicant, or the current owner of the test kit or laboratory performing the proprietary test. A new PLA code is required when: 1. Additional nucleic acid (DNA or RNA) and/or protein analysis(es) are added to the current PLA test, or 2. The name of the PLA test has changed in association with changes in test performance or test characteristics. The addition or modification of the therapeutic applications of the test require submission of a code change application, but it may not require a new code number. | 0001U-0599U | https://www.aapc.com/codes/cpt-codes/0059U | 2025-10-27T16:56:34.877347Z
0060U | Twin zygosity, genomic-targeted sequence analysis of chromosome 2, using circulating cell-free fetal DNA in maternal blood | This is a Proprietary Laboratory Analyses (PLA) code, meaning that the code applies to only one unique lab test made by a specific manufacturer or performed by a specific lab. Report code 0060U for the Panorama® Twin Zygosity test by Natera, Inc., which uses genomic targeted sequence analysis of chromosome 2 in circulating cell–free fetal DNA in maternal blood to determine whether twin fetuses are monozygotic (identical) or dizygotic (fraternal) by comparing the DNA of the fetuses. Explanation The lab analyst performs targeted genomic sequencing analysis using hybridization–based capture to isolate circulating cell–free fetal DNA of chromosome 2 from maternal blood. He adds reagents and applies next–generation sequencing technology and custom software to identify repeating regions of DNA, gene alterations and rearrangements, and certain molecular changes (microsatellite instability) to determine the zygosity of the twins and if there are gene mutations or chromosomal defects. Clinicians order this test for SNP–based risk assessment for patients with twin, egg donor, and surrogate pregnancies to determine whether the fetuses are at risk for conditions that typically affect twins, such as twin–twin transfusion syndrome, trisomy, and other chromosomal defects. The test also determines whether the twins are identical or fraternal and the sex of the fetuses. Terminology Gene: Specific nucleic acid sequence associated with a unique function in the body such as production of a specific protein. Hybridization: Forming a double –stranded DNA or RNA molecule by combining two complementary single strands, usually to identify a genetic mutation. Mutation: An alteration in a deoxyribonucleic acid (DNA) sequence that may lead to pathologic changes in the organism. Tips Use this code only for the appropriate proprietary test; report one unit of this code for a single specimen analyzed on a single date of service. Some payers may pay separately for collection of the specimen; check with the appropriate payer. Additional Info “U” codes are included in the CPT® code set to identify specific proprietary laboratory analyses (PLA) tests. PLA codes take precedence over the usual 80000 series codes for laboratory/pathology. Use this code only for the above–described test; do not report this test using any other CPT® code. PLA code descriptors follow existing code conventions when possible, and lab techniques used include multianalyte assays with algorithmic analyses (MAAA) and genomic sequencing procedures (GSP), among others. Read Less | Range Specific Guideline Proprietary laboratory analyses (PLA) codes describe proprietary clinical laboratory analyses and can be either provided by a single ("sole-source") laboratory or licensed or marketed to multiple providing laboratories (eg, cleared or approved by the Food and Drug Administration [FDA]). This subsection includes advanced diagnostic laboratory tests (ADLTs) and clinical diagnostic laboratory tests (CDLTs), as defined under the Protecting Access to Medicare Act (PAMA) of 2014. These analyses may include a range of medical laboratory tests including, but not limited to, multianalyte assays with algorithmic analyses (MAAA) and genomic sequencing procedures (GSP). The descriptor nomenclature follows, where possible, existing code conventions (eg, MAAA, GSP). Unless specifically noted, even though the Proprietary Laboratory Analyses section of the code set is located at the end of the Pathology and Laboratory section of the code set, a PLA code does not fulfill Category I code criteria. PLA codes are not required to fulfill the Category I criteria. The standards for inclusion in the PLA section are: The test must be commercially available in the United States for use on human specimens and The clinical laboratory or manufacturer that offers the test must request the code. For similar laboratory analyses that fulfill Category I criteria, see codes listed in the numeric 80000 series. When a PLA code is available to report a given proprietary laboratory service, that PLA code takes precedence. The service should not be reported with any other CPT® code(s) and other CPT® code(s) should not be used to report services that may be reported with that specific PLA code. These codes encompass all analytical services required for the analysis (eg, cell lysis, nucleic acid stabilization, extraction, digestion, amplification, hybridization and detection). For molecular analyses, additional procedures that are required prior to cell lysis (eg, microdissection [codes 88380 and 88381]) may be reported separately. Codes in this subsection are released on a quarterly basis to expedite dissemination for reporting. PLA codes will be published electronically on the AMA CPT® website (ama-assn.org/cpt-pla-codes), distributed via CPT® data files on a quarterly basis, and, at a minimum, made available in print annually in the CPT® codebook. See the Introduction section of the CPT® code set for a complete list of the dates of release and implementation. All codes that are included in this section are also included in Appendix O, with the procedure's proprietary name. In order to report a PLA code, the analysis performed must fulfill the code descriptor and must be the test represented by the proprietary name listed in Appendix O. In some instances, the descriptor language of PLA codes may be identical and the code may only be differentiated by the listed proprietary name in Appendix O. When more than one PLA has an identical descriptor, the codes will be denoted by the symbol "â™“." All PLA tests will have assigned codes in the PLA section of the code set. Any PLA coded test(s) that satisfies Category I criteria and has been accepted by the CPT® Editorial Panel will be designated by the addition of the symbol "^" to the existing PLA code and will remain in the PLA section of the code set. If a proprietary test has already been accepted for a Category I code and a code has not been published, subsequent application for a PLA code will take precedence. The code will only be placed in the PLA section. The accuracy of a PLA code is to be maintained by the original applicant, or the current owner of the test kit or laboratory performing the proprietary test. A new PLA code is required when: 1. Additional nucleic acid (DNA or RNA) and/or protein analysis(es) are added to the current PLA test, or 2. The name of the PLA test has changed in association with changes in test performance or test characteristics. The addition or modification of the therapeutic applications of the test require submission of a code change application, but it may not require a new code number. | 0001U-0599U | https://www.aapc.com/codes/cpt-codes/0060U | 2025-10-27T16:56:51.986206Z
0061U | Transcutaneous measurement of five biomarkers (tissue oxygenation [StO2], oxyhemoglobin [ctHbO2], deoxyhemoglobin [ctHbR], papillary and reticular dermal hemoglobin concentrations [ctHb1 and ctHb2]), using spatial frequency domain imaging (SFDI) and multi-spectral analysis | This is a Proprietary Laboratory Analyses (PLA) code, meaning that the code applies to only one unique lab test made by a specific manufacturer or performed by a specific lab. Report code 0061U for the transcutaneous multispectral measurement of five biomarkers of tissue oxygenation and hemoglobin using Ox–Imager CS®, Modulated Imaging’s spatial frequency domain imaging (SFDI) and multispectral analysis system. Tissue oxygenation is a critical factor in tissue health and healing. Providers use this procedure to assess oxygen levels in superficial tissue and determine a patient’s risk for or level of circulatory compromise. Explanation Spatial frequency domain imaging (SFDI) is an imaging technique that uses different patterns and wavelengths of light (blue vs. red) that travel through the skin layers to identify and measure oxy– and deoxy–hemoglobin. This information is then input into a computer which uses a multispectral analysis algorithm to report an accurate measure of mixed arterial/venous oxygenation in the superficial tissues below the skin. Clinicians order this test to assess the degree circulatory impairment or to identify patients who are at risk for circulatory problems. Terminology Algorithm: A specific set of step–by–step calculations using defined inputs at each step to produce a useful output; for multianalyte assays with algorithmic analyses (MAAA), the output involves some sort of diagnostic or prognostic information about treatment options or disease outcomes. Tips Use this code only for the appropriate proprietary test; report one unit of this code for a single specimen analyzed on a single date of service. Some payers may pay separately for collection of the specimen; check with the appropriate payer. Additional Info “U” codes are included in the CPT® code set to identify specific proprietary laboratory analyses (PLA) tests. PLA codes take precedence over the usual 80000 series codes for laboratory/pathology. Use this code only for the above–described test; do not report this test using any other CPT® code. PLA code descriptors follow existing code conventions when possible, and lab techniques used include multianalyte assays with algorithmic analyses (MAAA) and genomic sequencing procedures (GSP), among others. Read Less | Range Specific Guideline Proprietary laboratory analyses (PLA) codes describe proprietary clinical laboratory analyses and can be either provided by a single ("sole-source") laboratory or licensed or marketed to multiple providing laboratories (eg, cleared or approved by the Food and Drug Administration [FDA]). This subsection includes advanced diagnostic laboratory tests (ADLTs) and clinical diagnostic laboratory tests (CDLTs), as defined under the Protecting Access to Medicare Act (PAMA) of 2014. These analyses may include a range of medical laboratory tests including, but not limited to, multianalyte assays with algorithmic analyses (MAAA) and genomic sequencing procedures (GSP). The descriptor nomenclature follows, where possible, existing code conventions (eg, MAAA, GSP). Unless specifically noted, even though the Proprietary Laboratory Analyses section of the code set is located at the end of the Pathology and Laboratory section of the code set, a PLA code does not fulfill Category I code criteria. PLA codes are not required to fulfill the Category I criteria. The standards for inclusion in the PLA section are: The test must be commercially available in the United States for use on human specimens and The clinical laboratory or manufacturer that offers the test must request the code. For similar laboratory analyses that fulfill Category I criteria, see codes listed in the numeric 80000 series. When a PLA code is available to report a given proprietary laboratory service, that PLA code takes precedence. The service should not be reported with any other CPT® code(s) and other CPT® code(s) should not be used to report services that may be reported with that specific PLA code. These codes encompass all analytical services required for the analysis (eg, cell lysis, nucleic acid stabilization, extraction, digestion, amplification, hybridization and detection). For molecular analyses, additional procedures that are required prior to cell lysis (eg, microdissection [codes 88380 and 88381]) may be reported separately. Codes in this subsection are released on a quarterly basis to expedite dissemination for reporting. PLA codes will be published electronically on the AMA CPT® website (ama-assn.org/cpt-pla-codes), distributed via CPT® data files on a quarterly basis, and, at a minimum, made available in print annually in the CPT® codebook. See the Introduction section of the CPT® code set for a complete list of the dates of release and implementation. All codes that are included in this section are also included in Appendix O, with the procedure's proprietary name. In order to report a PLA code, the analysis performed must fulfill the code descriptor and must be the test represented by the proprietary name listed in Appendix O. In some instances, the descriptor language of PLA codes may be identical and the code may only be differentiated by the listed proprietary name in Appendix O. When more than one PLA has an identical descriptor, the codes will be denoted by the symbol "â™“." All PLA tests will have assigned codes in the PLA section of the code set. Any PLA coded test(s) that satisfies Category I criteria and has been accepted by the CPT® Editorial Panel will be designated by the addition of the symbol "^" to the existing PLA code and will remain in the PLA section of the code set. If a proprietary test has already been accepted for a Category I code and a code has not been published, subsequent application for a PLA code will take precedence. The code will only be placed in the PLA section. The accuracy of a PLA code is to be maintained by the original applicant, or the current owner of the test kit or laboratory performing the proprietary test. A new PLA code is required when: 1. Additional nucleic acid (DNA or RNA) and/or protein analysis(es) are added to the current PLA test, or 2. The name of the PLA test has changed in association with changes in test performance or test characteristics. The addition or modification of the therapeutic applications of the test require submission of a code change application, but it may not require a new code number. | 0001U-0599U | https://www.aapc.com/codes/cpt-codes/0061U | 2025-10-27T16:57:10.150542Z
0062U | Autoimmune (systemic lupus erythematosus), IgG and IgM analysis of 80 biomarkers, utilizing serum, algorithm reported with a risk score | This is a Proprietary Laboratory Analyses (PLA) code, meaning that the code applies to only one unique lab test made by a specific manufacturer or performed by a specific lab. Report code 0062U for the SLE–key® Rule Out test from Veracis Inc., which is an autoantibody profiling test that tracks antibodies to 80 biomarkers related to systemic lupus erythematosus (SLE) and uses an algorithmic analysis to report a risk score. Explanation The lab analyst applies a patient’s serum to an iCHIP® microarray slide and places the slide in a proprietary reader device for fluorescence detection of 80 IgG and IgM antibody markers to antigens associated with systemic lupus erythematosus (SLE). Using the test results and possibly other patient data, the procedure includes an algorithmic analysis comparing the patient profile to a proprietary database, and reports a score to rule out or potentially classify the patient as having SLE. This procedure is a Multianalyte Assay with Algorithmic Analysis (MAAA) test, which means that it includes both the analytical services to produce test results, and algorithmic analysis of those results (and possibly other patient data) to report a risk or prognostic score. Although not limited to testing for a specific condition, clinicians may order this test to rule out an SLE diagnosis, or to track patient immune profiles over time to monitor improvement or worsening of disease and/or response to therapy. Systemic lupus erythematosus is an autoimmune disease of the connective tissues in which the body attacks itself, resulting in damage to organs, joints, and other tissues; often also resulting in inflammation of the skin. Terminology Algorithm: A specific set of step–by–step calculations using defined inputs at each step to produce a useful output. Antibody: A protein produced by the body as an immune–system response to a specific antigen, such as a bacteria or foreign substance; lab tests may utilize reactions between antibodies and antigens to identify a substance in a patient specimen; may also be referred to as immunoglobulin. Antigen: A substance that the body reacts to with an immune response, such as producing a specific antibody; lab tests may utilize reactions between antibodies and antigens to identify a substance in a patient specimen. Fluorescent: Substance which absorbs and emits light. Immunoglobulins: Proteins (IgA, IgD, IgE, IgG, and IgM) produced in the body to react against a specific disease–causing substance; a protein formed by certain white blood cells (B cells lymphocytes) and plasma cells in response to foreign substances in the body; clinicians may identify different immunoglobulin classes to provide different diagnostic information; also known as antibodies. Multianalyte assays with algorithmic analyses (MAAA): A set of codes generally unique to a single clinical laboratory or manufacturer; they typically list all the analytic and algorithmic analysis for a type of disease, such a cancer; the type and number of analytes, such as proteins; the lab methods, such as immunoassay; the specimen type, such as blood; and the result type, such as prognostic risk score. Tips Use this code only for the appropriate proprietary test; report one unit of this code for a single specimen analyzed on a single date of service. PLA codes take precedence over 80000 series codes; do not report this test with any other CPT® code. Some payers may pay separately for collection of the specimen; check with the appropriate payer. Additional Info “U” codes are included in the CPT® code set to identify specific proprietary laboratory analyses (PLA) tests. PLA codes take precedence over the usual 80000 series codes for laboratory/pathology. Use this code only for the above–described test; do not report this test using any other CPT® code. PLA code descriptors follow existing code conventions when possible, and lab techniques used include multianalyte assays with algorithmic analyses (MAAA) and genomic sequencing procedures (GSP), among others. Read Less | Range Specific Guideline Proprietary laboratory analyses (PLA) codes describe proprietary clinical laboratory analyses and can be either provided by a single ("sole-source") laboratory or licensed or marketed to multiple providing laboratories (eg, cleared or approved by the Food and Drug Administration [FDA]). This subsection includes advanced diagnostic laboratory tests (ADLTs) and clinical diagnostic laboratory tests (CDLTs), as defined under the Protecting Access to Medicare Act (PAMA) of 2014. These analyses may include a range of medical laboratory tests including, but not limited to, multianalyte assays with algorithmic analyses (MAAA) and genomic sequencing procedures (GSP). The descriptor nomenclature follows, where possible, existing code conventions (eg, MAAA, GSP). Unless specifically noted, even though the Proprietary Laboratory Analyses section of the code set is located at the end of the Pathology and Laboratory section of the code set, a PLA code does not fulfill Category I code criteria. PLA codes are not required to fulfill the Category I criteria. The standards for inclusion in the PLA section are: The test must be commercially available in the United States for use on human specimens and The clinical laboratory or manufacturer that offers the test must request the code. For similar laboratory analyses that fulfill Category I criteria, see codes listed in the numeric 80000 series. When a PLA code is available to report a given proprietary laboratory service, that PLA code takes precedence. The service should not be reported with any other CPT® code(s) and other CPT® code(s) should not be used to report services that may be reported with that specific PLA code. These codes encompass all analytical services required for the analysis (eg, cell lysis, nucleic acid stabilization, extraction, digestion, amplification, hybridization and detection). For molecular analyses, additional procedures that are required prior to cell lysis (eg, microdissection [codes 88380 and 88381]) may be reported separately. Codes in this subsection are released on a quarterly basis to expedite dissemination for reporting. PLA codes will be published electronically on the AMA CPT® website (ama-assn.org/cpt-pla-codes), distributed via CPT® data files on a quarterly basis, and, at a minimum, made available in print annually in the CPT® codebook. See the Introduction section of the CPT® code set for a complete list of the dates of release and implementation. All codes that are included in this section are also included in Appendix O, with the procedure's proprietary name. In order to report a PLA code, the analysis performed must fulfill the code descriptor and must be the test represented by the proprietary name listed in Appendix O. In some instances, the descriptor language of PLA codes may be identical and the code may only be differentiated by the listed proprietary name in Appendix O. When more than one PLA has an identical descriptor, the codes will be denoted by the symbol "â™“." All PLA tests will have assigned codes in the PLA section of the code set. Any PLA coded test(s) that satisfies Category I criteria and has been accepted by the CPT® Editorial Panel will be designated by the addition of the symbol "^" to the existing PLA code and will remain in the PLA section of the code set. If a proprietary test has already been accepted for a Category I code and a code has not been published, subsequent application for a PLA code will take precedence. The code will only be placed in the PLA section. The accuracy of a PLA code is to be maintained by the original applicant, or the current owner of the test kit or laboratory performing the proprietary test. A new PLA code is required when: 1. Additional nucleic acid (DNA or RNA) and/or protein analysis(es) are added to the current PLA test, or 2. The name of the PLA test has changed in association with changes in test performance or test characteristics. The addition or modification of the therapeutic applications of the test require submission of a code change application, but it may not require a new code number. | 0001U-0599U | https://www.aapc.com/codes/cpt-codes/0062U | 2025-10-27T16:57:28.131506Z
0063U | Neurology (autism), 32 amines by LC-MS/MS, using plasma, algorithm reported as metabolic signature associated with autism spectrum disorder | This is a Proprietary Laboratory Analyses (PLA) code, meaning that the code applies to only one unique lab test made by a specific manufacturer or performed by a specific lab. Report code 0063U for the NPDX ASD ADM Panel I test from Stemina Biomarker Discovery, Inc., which includes a lab test for 32 amines plus an algorithmic analysis of the test results to determine if the patient has a pattern of metabolic byproducts that are consistent with an autism spectrum disorder (ASD) diagnosis. Explanation The lab analyst uses liquid chromatography and mass spectrometry (LC–MS/MS) to evaluate 32 amines, (chemicals associated with protein metabolism) in the patient blood specimen. Using the test results and possibly other patient data, the procedure includes an algorithmic analysis to evaluate how the patient processes certain proteins, which may be consistent with autism spectrum disorder (ASD) diagnosis. This procedure is a Multianalyte Assay with Algorithmic Analysis (MAAA) test, which means that it includes both the analytical services to produce test results, and algorithmic analysis of those results (and possibly other patient data) to report a risk or prognostic score. Although not limited to testing for a specific condition, clinicians may order this test to aid in the diagnosis of autism spectrum disorder. Terminology Algorithm: A specific set of step–by–step calculations using defined inputs at each step to produce a useful output Liquid chromatography: A lab test that mixes a sample of the patient's fluid (blood, urine, or other bodily fluids) with a reagent and then using pressure, passes it through a solid material; the components in the fluid are absorbed at different areas in the solid material making the components easy to quantify. Mass spectrometry: A lab technique that separates the components of a sample based on their mass. Multianalyte assays with algorithmic analyses (MAAA): A set of codes generally unique to a single clinical laboratory or manufacturer; they typically list all the analytic and algorithmic analysis for a type of disease, such a cancer; the type and number of analytes, such as proteins; the lab methods, such as immunoassay; the specimen type, such as blood; and the result type, such as prognostic risk score. Tips Use this code only for the appropriate proprietary test; report one unit of this code for a single specimen analyzed on a single date of service. PLA codes take precedence over 80000 series codes; do not report this test with any other CPT® code. Some payers may pay separately for collection of the specimen; check with the appropriate payer. Additional Info “U” codes are included in the CPT® code set to identify specific proprietary laboratory analyses (PLA) tests. PLA codes take precedence over the usual 80000 series codes for laboratory/pathology. Use this code only for the above–described test; do not report this test using any other CPT® code. PLA code descriptors follow existing code conventions when possible, and lab techniques used include multianalyte assays with algorithmic analyses (MAAA) and genomic sequencing procedures (GSP), among others. Read Less | Range Specific Guideline Proprietary laboratory analyses (PLA) codes describe proprietary clinical laboratory analyses and can be either provided by a single ("sole-source") laboratory or licensed or marketed to multiple providing laboratories (eg, cleared or approved by the Food and Drug Administration [FDA]). This subsection includes advanced diagnostic laboratory tests (ADLTs) and clinical diagnostic laboratory tests (CDLTs), as defined under the Protecting Access to Medicare Act (PAMA) of 2014. These analyses may include a range of medical laboratory tests including, but not limited to, multianalyte assays with algorithmic analyses (MAAA) and genomic sequencing procedures (GSP). The descriptor nomenclature follows, where possible, existing code conventions (eg, MAAA, GSP). Unless specifically noted, even though the Proprietary Laboratory Analyses section of the code set is located at the end of the Pathology and Laboratory section of the code set, a PLA code does not fulfill Category I code criteria. PLA codes are not required to fulfill the Category I criteria. The standards for inclusion in the PLA section are: The test must be commercially available in the United States for use on human specimens and The clinical laboratory or manufacturer that offers the test must request the code. For similar laboratory analyses that fulfill Category I criteria, see codes listed in the numeric 80000 series. When a PLA code is available to report a given proprietary laboratory service, that PLA code takes precedence. The service should not be reported with any other CPT® code(s) and other CPT® code(s) should not be used to report services that may be reported with that specific PLA code. These codes encompass all analytical services required for the analysis (eg, cell lysis, nucleic acid stabilization, extraction, digestion, amplification, hybridization and detection). For molecular analyses, additional procedures that are required prior to cell lysis (eg, microdissection [codes 88380 and 88381]) may be reported separately. Codes in this subsection are released on a quarterly basis to expedite dissemination for reporting. PLA codes will be published electronically on the AMA CPT® website (ama-assn.org/cpt-pla-codes), distributed via CPT® data files on a quarterly basis, and, at a minimum, made available in print annually in the CPT® codebook. See the Introduction section of the CPT® code set for a complete list of the dates of release and implementation. All codes that are included in this section are also included in Appendix O, with the procedure's proprietary name. In order to report a PLA code, the analysis performed must fulfill the code descriptor and must be the test represented by the proprietary name listed in Appendix O. In some instances, the descriptor language of PLA codes may be identical and the code may only be differentiated by the listed proprietary name in Appendix O. When more than one PLA has an identical descriptor, the codes will be denoted by the symbol "â™“." All PLA tests will have assigned codes in the PLA section of the code set. Any PLA coded test(s) that satisfies Category I criteria and has been accepted by the CPT® Editorial Panel will be designated by the addition of the symbol "^" to the existing PLA code and will remain in the PLA section of the code set. If a proprietary test has already been accepted for a Category I code and a code has not been published, subsequent application for a PLA code will take precedence. The code will only be placed in the PLA section. The accuracy of a PLA code is to be maintained by the original applicant, or the current owner of the test kit or laboratory performing the proprietary test. A new PLA code is required when: 1. Additional nucleic acid (DNA or RNA) and/or protein analysis(es) are added to the current PLA test, or 2. The name of the PLA test has changed in association with changes in test performance or test characteristics. The addition or modification of the therapeutic applications of the test require submission of a code change application, but it may not require a new code number. | 0001U-0599U | https://www.aapc.com/codes/cpt-codes/0063U | 2025-10-27T16:57:46.458067Z
0064U | Antibody, Treponema pallidum, total and rapid plasma reagin (RPR), immunoassay, qualitative | This is a Proprietary Laboratory Analyses (PLA) code, meaning that the code applies to only one unique lab test made by a specific manufacturer or performed by a specific lab. Report code 0064U for the BioPlex™ 2200 Syphilis Total & RPR Assay, from Bio–Rad® Laboratories, which is a single immunoassay panel to evaluate both total treponemal antibody, and non–treponemal antibody rapid plasma reagin (RPR) in the patient specimen to aid in syphilis diagnosis or treatment management. Explanation The lab analyst evaluates the patient specimen, such as serum, for the level of treponemal antibody and presence of non–treponemal antibody (rapid plasma reagin [RPR]) using a single immunoassay test containing beads coated with antigen reagents to evaluate the two antibodies. Prior to this test, clinicians needed two separate tests to evaluate treponemal antibody (86780) and non–treponemal antibody (such as 86592). Although not limited to testing for a specific condition, clinicians may use the results of this test to aid in syphilis diagnosis or treatment management. Antibodies to Treponema pallidum, the organism that causes syphilis, may remain elevated indefinitely, even with proper treatment, while the RPR antibody levels may decline with syphilis treatment. Terminology Antibody: A protein produced by the body as an immune–system response to a specific antigen, such as a bacteria or foreign substance; lab tests may utilize reactions between antibodies and antigens to identify a substance in a patient specimen; may also be referred to as immunoglobulin. Antigen: A substance that the body reacts to with an immune response, such as producing a specific antibody; lab tests may utilize reactions between antibodies and antigens to identify a substance in a patient specimen. Immunoassay: A biochemical test that uses an antibody/antigen reaction to detect and possibly quantify a specific substance present in the specimen, such as blood. Tips Use this code only for the appropriate proprietary test; report one unit of this code for a single specimen analyzed on a single date of service. Do not separately report a CPT® code for the individual lab tests, such as 86780 or 86592. Some payers may pay separately for collection of the specimen; check with the appropriate payer. Additional Info “U” codes are included in the CPT® code set to identify specific proprietary laboratory analyses (PLA) tests. PLA codes take precedence over the usual 80000 series codes for laboratory/pathology. Use this code only for the above–described test; do not report this test using any other CPT® code. PLA code descriptors follow existing code conventions when possible, and lab techniques used include multianalyte assays with algorithmic analyses (MAAA) and genomic sequencing procedures (GSP), among others. Read Less | Range Specific Guideline Proprietary laboratory analyses (PLA) codes describe proprietary clinical laboratory analyses and can be either provided by a single ("sole-source") laboratory or licensed or marketed to multiple providing laboratories (eg, cleared or approved by the Food and Drug Administration [FDA]). This subsection includes advanced diagnostic laboratory tests (ADLTs) and clinical diagnostic laboratory tests (CDLTs), as defined under the Protecting Access to Medicare Act (PAMA) of 2014. These analyses may include a range of medical laboratory tests including, but not limited to, multianalyte assays with algorithmic analyses (MAAA) and genomic sequencing procedures (GSP). The descriptor nomenclature follows, where possible, existing code conventions (eg, MAAA, GSP). Unless specifically noted, even though the Proprietary Laboratory Analyses section of the code set is located at the end of the Pathology and Laboratory section of the code set, a PLA code does not fulfill Category I code criteria. PLA codes are not required to fulfill the Category I criteria. The standards for inclusion in the PLA section are: The test must be commercially available in the United States for use on human specimens and The clinical laboratory or manufacturer that offers the test must request the code. For similar laboratory analyses that fulfill Category I criteria, see codes listed in the numeric 80000 series. When a PLA code is available to report a given proprietary laboratory service, that PLA code takes precedence. The service should not be reported with any other CPT® code(s) and other CPT® code(s) should not be used to report services that may be reported with that specific PLA code. These codes encompass all analytical services required for the analysis (eg, cell lysis, nucleic acid stabilization, extraction, digestion, amplification, hybridization and detection). For molecular analyses, additional procedures that are required prior to cell lysis (eg, microdissection [codes 88380 and 88381]) may be reported separately. Codes in this subsection are released on a quarterly basis to expedite dissemination for reporting. PLA codes will be published electronically on the AMA CPT® website (ama-assn.org/cpt-pla-codes), distributed via CPT® data files on a quarterly basis, and, at a minimum, made available in print annually in the CPT® codebook. See the Introduction section of the CPT® code set for a complete list of the dates of release and implementation. All codes that are included in this section are also included in Appendix O, with the procedure's proprietary name. In order to report a PLA code, the analysis performed must fulfill the code descriptor and must be the test represented by the proprietary name listed in Appendix O. In some instances, the descriptor language of PLA codes may be identical and the code may only be differentiated by the listed proprietary name in Appendix O. When more than one PLA has an identical descriptor, the codes will be denoted by the symbol "â™“." All PLA tests will have assigned codes in the PLA section of the code set. Any PLA coded test(s) that satisfies Category I criteria and has been accepted by the CPT® Editorial Panel will be designated by the addition of the symbol "^" to the existing PLA code and will remain in the PLA section of the code set. If a proprietary test has already been accepted for a Category I code and a code has not been published, subsequent application for a PLA code will take precedence. The code will only be placed in the PLA section. The accuracy of a PLA code is to be maintained by the original applicant, or the current owner of the test kit or laboratory performing the proprietary test. A new PLA code is required when: 1. Additional nucleic acid (DNA or RNA) and/or protein analysis(es) are added to the current PLA test, or 2. The name of the PLA test has changed in association with changes in test performance or test characteristics. The addition or modification of the therapeutic applications of the test require submission of a code change application, but it may not require a new code number. | 0001U-0599U | https://www.aapc.com/codes/cpt-codes/0064U | 2025-10-27T16:58:04.352245Z
0065U | Syphilis test, non-treponemal antibody, immunoassay, qualitative (RPR) | This is a Proprietary Laboratory Analyses (PLA) code, meaning that the code applies to only one unique lab test made by a specific manufacturer or performed by a specific lab. Report code 0065U for the BioPlex™ 2200 RPR Assay from Bio–Rad® Laboratories, which is an immunoassay for the nontreponemal antibody, rapid plasma reagin (RPR) in the patient specimen to aid in syphilis treatment management. Explanation The lab analyst evaluates the patient specimen, such as serum, for the presence of non–treponemal antibody (rapid plasma reagin [RPR]) using an immunoassay test. Although not limited to testing for a specific condition, clinicians may use the results of this test to aid in syphilis diagnosis. Clinicians may also use the test to monitor treatment success in patients already diagnosed with syphilis, because RPR antibody levels may decline with effective treatment. Terminology Antibody: A protein produced by the body as an immune–system response to a specific antigen, such as a bacteria or foreign substance; lab tests may utilize reactions between antibodies and antigens to identify a substance in a patient specimen; may also be referred to as immunoglobulin. Antigen: A substance that the body reacts to with an immune response, such as producing a specific antibody; lab tests may utilize reactions between antibodies and antigens to identify a substance in a patient specimen. Immunoassay: A biochemical test that uses an antibody/antigen reaction to detect and possibly quantify a specific substance present in the specimen, such as blood. Tips Use this code only for the appropriate proprietary test; report one unit of this code for a single specimen analyzed on a single date of service. Do not report CPT® Category 1 code for qualitative RPR (86592) in addition to 0065U. Some payers may pay separately for collection of the specimen; check with the appropriate payer. Additional Info “U” codes are included in the CPT® code set to identify specific proprietary laboratory analyses (PLA) tests. PLA codes take precedence over the usual 80000 series codes for laboratory/pathology. Use this code only for the above–described test; do not report this test using any other CPT® code. PLA code descriptors follow existing code conventions when possible, and lab techniques used include multianalyte assays with algorithmic analyses (MAAA) and genomic sequencing procedures (GSP), among others. Read Less | Range Specific Guideline Proprietary laboratory analyses (PLA) codes describe proprietary clinical laboratory analyses and can be either provided by a single ("sole-source") laboratory or licensed or marketed to multiple providing laboratories (eg, cleared or approved by the Food and Drug Administration [FDA]). This subsection includes advanced diagnostic laboratory tests (ADLTs) and clinical diagnostic laboratory tests (CDLTs), as defined under the Protecting Access to Medicare Act (PAMA) of 2014. These analyses may include a range of medical laboratory tests including, but not limited to, multianalyte assays with algorithmic analyses (MAAA) and genomic sequencing procedures (GSP). The descriptor nomenclature follows, where possible, existing code conventions (eg, MAAA, GSP). Unless specifically noted, even though the Proprietary Laboratory Analyses section of the code set is located at the end of the Pathology and Laboratory section of the code set, a PLA code does not fulfill Category I code criteria. PLA codes are not required to fulfill the Category I criteria. The standards for inclusion in the PLA section are: The test must be commercially available in the United States for use on human specimens and The clinical laboratory or manufacturer that offers the test must request the code. For similar laboratory analyses that fulfill Category I criteria, see codes listed in the numeric 80000 series. When a PLA code is available to report a given proprietary laboratory service, that PLA code takes precedence. The service should not be reported with any other CPT® code(s) and other CPT® code(s) should not be used to report services that may be reported with that specific PLA code. These codes encompass all analytical services required for the analysis (eg, cell lysis, nucleic acid stabilization, extraction, digestion, amplification, hybridization and detection). For molecular analyses, additional procedures that are required prior to cell lysis (eg, microdissection [codes 88380 and 88381]) may be reported separately. Codes in this subsection are released on a quarterly basis to expedite dissemination for reporting. PLA codes will be published electronically on the AMA CPT® website (ama-assn.org/cpt-pla-codes), distributed via CPT® data files on a quarterly basis, and, at a minimum, made available in print annually in the CPT® codebook. See the Introduction section of the CPT® code set for a complete list of the dates of release and implementation. All codes that are included in this section are also included in Appendix O, with the procedure's proprietary name. In order to report a PLA code, the analysis performed must fulfill the code descriptor and must be the test represented by the proprietary name listed in Appendix O. In some instances, the descriptor language of PLA codes may be identical and the code may only be differentiated by the listed proprietary name in Appendix O. When more than one PLA has an identical descriptor, the codes will be denoted by the symbol "â™“." All PLA tests will have assigned codes in the PLA section of the code set. Any PLA coded test(s) that satisfies Category I criteria and has been accepted by the CPT® Editorial Panel will be designated by the addition of the symbol "^" to the existing PLA code and will remain in the PLA section of the code set. If a proprietary test has already been accepted for a Category I code and a code has not been published, subsequent application for a PLA code will take precedence. The code will only be placed in the PLA section. The accuracy of a PLA code is to be maintained by the original applicant, or the current owner of the test kit or laboratory performing the proprietary test. A new PLA code is required when: 1. Additional nucleic acid (DNA or RNA) and/or protein analysis(es) are added to the current PLA test, or 2. The name of the PLA test has changed in association with changes in test performance or test characteristics. The addition or modification of the therapeutic applications of the test require submission of a code change application, but it may not require a new code number. | 0001U-0599U | https://www.aapc.com/codes/cpt-codes/0065U | 2025-10-27T16:58:22.387826Z
0067U | Oncology (breast), immunohistochemistry, protein expression profiling of 4 biomarkers (matrix metalloproteinase-1 [MMP-1], carcinoembryonic antigen-related cell adhesion molecule 6 [CEACAM6], hyaluronoglucosaminidase [HYAL1], highly expressed in cancer protein [HEC1]), formalin-fixed paraffin-embedded precancerous breast tissue, algorithm reported as carcinoma risk score | This is a Proprietary Laboratory Analyses (PLA) code, meaning that the code applies to only one unique lab test made by a specific manufacturer or performed by a specific lab. Report code 0067U for the BBDRisk Dx™, from Silbiotech, Inc., which is a biomarker assay for women with specific precancerous breast tumors to predict the likelihood of breast cancer development in five years. Explanation Using formalin–fixed paraffin–embedded tissue from a precancerous breast specimen, the lab analyst performs an immunochemistry assay for levels of four protein biomarkers related to breast cancer oncogenesis: matrix metalloproteinase–1 (MMP–1), carcinoembryonic antigen–related cell adhesion molecule 6 (CEACAM6), hyaluronoglucosaminidase (HYAL1), and highly expressed in cancer protein (HEC1). Using the test results and possibly other patient data, the procedure includes an algorithmic analysis comparing the patient profile to a proprietary database, and reports a score categorizing the patient as having low, intermediate, or high risk of developing breast cancer. This procedure is a Multianalyte Assay with Algorithmic Analysis (MAAA) test, which means that it includes both the analytical services to produce test results, and algorithmic analysis of those results (and possibly other patient data) to report a risk or prognostic score. Although not limited to testing for a specific condition, clinicians may order this test following biopsy for women diagnosed with breast abnormalities such as hyperplasia (atypical or typical), sclerosing adenosis, and/or papillomas, to evaluate the patient’s risk for developing breast cancer. The risk score can help clinicians and patients determine the best course of monitoring or treatment action. Terminology Algorithm: A specific set of step–by–step calculations using defined inputs at each step to produce a useful output Biomarker or biological marker: A measurable substance that is an indicator of a condition, disease, or normal or abnormal process. Multianalyte assays with algorithmic analyses (MAAA): A set of codes generally unique to a single clinical laboratory or manufacturer; they typically list all the analytic and algorithmic analysis for a type of disease, such a cancer; the type and number of analytes, such as proteins; the lab methods, such as immunoassay; the specimen type, such as blood; and the result type, such as prognostic risk score. Oncogenesis: Transformation of normal cells into cancer cells; also called carcinogenesis. Tips Use this code only for the appropriate proprietary test; report one unit of this code for a single specimen analyzed on a single date of service. You may separately report prep work that precedes cell lysis, when documented. Don’t confuse this code with other codes for breast oncology MAAA tests, such as 0009U, 0045U, 81519, 81520, or 81521. Additional Info “U” codes are included in the CPT® code set to identify specific proprietary laboratory analyses (PLA) tests. PLA codes take precedence over the usual 80000 series codes for laboratory/pathology. Use this code only for the above–described test; do not report this test using any other CPT® code. PLA code descriptors follow existing code conventions when possible, and lab techniques used include multianalyte assays with algorithmic analyses (MAAA) and genomic sequencing procedures (GSP), among others. Read Less | Range Specific Guideline Proprietary laboratory analyses (PLA) codes describe proprietary clinical laboratory analyses and can be either provided by a single ("sole-source") laboratory or licensed or marketed to multiple providing laboratories (eg, cleared or approved by the Food and Drug Administration [FDA]). This subsection includes advanced diagnostic laboratory tests (ADLTs) and clinical diagnostic laboratory tests (CDLTs), as defined under the Protecting Access to Medicare Act (PAMA) of 2014. These analyses may include a range of medical laboratory tests including, but not limited to, multianalyte assays with algorithmic analyses (MAAA) and genomic sequencing procedures (GSP). The descriptor nomenclature follows, where possible, existing code conventions (eg, MAAA, GSP). Unless specifically noted, even though the Proprietary Laboratory Analyses section of the code set is located at the end of the Pathology and Laboratory section of the code set, a PLA code does not fulfill Category I code criteria. PLA codes are not required to fulfill the Category I criteria. The standards for inclusion in the PLA section are: The test must be commercially available in the United States for use on human specimens and The clinical laboratory or manufacturer that offers the test must request the code. For similar laboratory analyses that fulfill Category I criteria, see codes listed in the numeric 80000 series. When a PLA code is available to report a given proprietary laboratory service, that PLA code takes precedence. The service should not be reported with any other CPT® code(s) and other CPT® code(s) should not be used to report services that may be reported with that specific PLA code. These codes encompass all analytical services required for the analysis (eg, cell lysis, nucleic acid stabilization, extraction, digestion, amplification, hybridization and detection). For molecular analyses, additional procedures that are required prior to cell lysis (eg, microdissection [codes 88380 and 88381]) may be reported separately. Codes in this subsection are released on a quarterly basis to expedite dissemination for reporting. PLA codes will be published electronically on the AMA CPT® website (ama-assn.org/cpt-pla-codes), distributed via CPT® data files on a quarterly basis, and, at a minimum, made available in print annually in the CPT® codebook. See the Introduction section of the CPT® code set for a complete list of the dates of release and implementation. All codes that are included in this section are also included in Appendix O, with the procedure's proprietary name. In order to report a PLA code, the analysis performed must fulfill the code descriptor and must be the test represented by the proprietary name listed in Appendix O. In some instances, the descriptor language of PLA codes may be identical and the code may only be differentiated by the listed proprietary name in Appendix O. When more than one PLA has an identical descriptor, the codes will be denoted by the symbol "â™“." All PLA tests will have assigned codes in the PLA section of the code set. Any PLA coded test(s) that satisfies Category I criteria and has been accepted by the CPT® Editorial Panel will be designated by the addition of the symbol "^" to the existing PLA code and will remain in the PLA section of the code set. If a proprietary test has already been accepted for a Category I code and a code has not been published, subsequent application for a PLA code will take precedence. The code will only be placed in the PLA section. The accuracy of a PLA code is to be maintained by the original applicant, or the current owner of the test kit or laboratory performing the proprietary test. A new PLA code is required when: 1. Additional nucleic acid (DNA or RNA) and/or protein analysis(es) are added to the current PLA test, or 2. The name of the PLA test has changed in association with changes in test performance or test characteristics. The addition or modification of the therapeutic applications of the test require submission of a code change application, but it may not require a new code number. | 0001U-0599U | https://www.aapc.com/codes/cpt-codes/0067U | 2025-10-27T16:58:39.883912Z
0068U | Candida species panel (C. albicans, C. glabrata, C. parapsilosis, C. kruseii, C. tropicalis, and C. auris), amplified probe technique with qualitative report of the presence or absence of each species | This is a Proprietary Laboratory Analyses (PLA) code, meaning that the code applies to only one unique lab test made by a specific manufacturer or performed by a specific lab. Report 0068U for the MycoDART–PCR™ Dual Amplification Real–Time PCR panel for 6 Candida species, from RealTime Laboratories/MycoDART Inc., which is a rapid, amplified probe test to detect or rule out six distinct Candida (yeast) species in the patient specimen such as blood. Explanation The lab analyst processes the specimen from a direct source such as blood or bronchoalveolar lavage (BAL) and performs amplification techniques, such as polymerase chain reaction (PCR) to increase the quantity of six, specific Candida–species nucleic–acid targets (C. albicans, C. glabrata, C. parapsilosis, C. kruseii, C tropicalis, C. auris), if present. The lab analyst then adds labeled nucleic acid probes that will hybridize with the targets, allowing the analyst to visualize and identify any targets present in the specimen. The analyst reports the presence or absence of each of the six Candida species in the patient specimen, typically within a few hours of receiving the specimen. Although not limited to testing for a specific condition, clinicians may order this test for immunosuppressed or hospitalized patients with sepsis to quickly identify the specific causative organism(s) and allow quick administration of appropriate medication. Candida spp. are the most common cause of sepsis, and various species have different responses to anti–fungal medications such as fluconazole. Delayed or inappropriate medication increases the sepsis mortality rate; the current test method to identify Candida spp. is a microbiology culture, which takes several days. Terminology Amplification: Making more copies of a desired gene for study by processes such as polymerase chain reaction (PCR) or transcription of DNA to RNA and reverse transcription from RNA to make an additional copy of the DNA. Bronchoalveolar lavage (BAL): Instillation of a saline solution or water into the bronchi (the two main passageways for air into the lungs) and the alveoli (air sacs that are a continuation of bronchioles, tiny air passages in the lungs) followed by suctioning to remove the fluid, typically performed during bronchoscopy for diagnostic or therapeutic purposes. Hybridization: Forming a double–stranded DNA or RNA molecule by combining two complementary single strands, usually to identify a genetic mutation. Nucleic acid: A sequence of specific biological chemicals (nucleotides) that carry genetic information; known as deoxyribonucleic acid (DNA) or ribonucleic acid (RNA). Sepsis: A life–threatening condition that results when an infection gets into the bloodstream and overwhelms the body’s defenses; also known as blood poisoning. Tips Use this code only for the appropriate proprietary test; report one unit of this code for a single specimen analyzed on a single date of service. Additional Info “U” codes are included in the CPT® code set to identify specific proprietary laboratory analyses (PLA) tests. PLA codes take precedence over the usual 80000 series codes for laboratory/pathology. Use this code only for the above–described test; do not report this test using any other CPT® code. PLA code descriptors follow existing code conventions when possible, and lab techniques used include multianalyte assays with algorithmic analyses (MAAA) and genomic sequencing procedures (GSP), among others. Read Less | Range Specific Guideline Proprietary laboratory analyses (PLA) codes describe proprietary clinical laboratory analyses and can be either provided by a single ("sole-source") laboratory or licensed or marketed to multiple providing laboratories (eg, cleared or approved by the Food and Drug Administration [FDA]). This subsection includes advanced diagnostic laboratory tests (ADLTs) and clinical diagnostic laboratory tests (CDLTs), as defined under the Protecting Access to Medicare Act (PAMA) of 2014. These analyses may include a range of medical laboratory tests including, but not limited to, multianalyte assays with algorithmic analyses (MAAA) and genomic sequencing procedures (GSP). The descriptor nomenclature follows, where possible, existing code conventions (eg, MAAA, GSP). Unless specifically noted, even though the Proprietary Laboratory Analyses section of the code set is located at the end of the Pathology and Laboratory section of the code set, a PLA code does not fulfill Category I code criteria. PLA codes are not required to fulfill the Category I criteria. The standards for inclusion in the PLA section are: The test must be commercially available in the United States for use on human specimens and The clinical laboratory or manufacturer that offers the test must request the code. For similar laboratory analyses that fulfill Category I criteria, see codes listed in the numeric 80000 series. When a PLA code is available to report a given proprietary laboratory service, that PLA code takes precedence. The service should not be reported with any other CPT® code(s) and other CPT® code(s) should not be used to report services that may be reported with that specific PLA code. These codes encompass all analytical services required for the analysis (eg, cell lysis, nucleic acid stabilization, extraction, digestion, amplification, hybridization and detection). For molecular analyses, additional procedures that are required prior to cell lysis (eg, microdissection [codes 88380 and 88381]) may be reported separately. Codes in this subsection are released on a quarterly basis to expedite dissemination for reporting. PLA codes will be published electronically on the AMA CPT® website (ama-assn.org/cpt-pla-codes), distributed via CPT® data files on a quarterly basis, and, at a minimum, made available in print annually in the CPT® codebook. See the Introduction section of the CPT® code set for a complete list of the dates of release and implementation. All codes that are included in this section are also included in Appendix O, with the procedure's proprietary name. In order to report a PLA code, the analysis performed must fulfill the code descriptor and must be the test represented by the proprietary name listed in Appendix O. In some instances, the descriptor language of PLA codes may be identical and the code may only be differentiated by the listed proprietary name in Appendix O. When more than one PLA has an identical descriptor, the codes will be denoted by the symbol "â™“." All PLA tests will have assigned codes in the PLA section of the code set. Any PLA coded test(s) that satisfies Category I criteria and has been accepted by the CPT® Editorial Panel will be designated by the addition of the symbol "^" to the existing PLA code and will remain in the PLA section of the code set. If a proprietary test has already been accepted for a Category I code and a code has not been published, subsequent application for a PLA code will take precedence. The code will only be placed in the PLA section. The accuracy of a PLA code is to be maintained by the original applicant, or the current owner of the test kit or laboratory performing the proprietary test. A new PLA code is required when: 1. Additional nucleic acid (DNA or RNA) and/or protein analysis(es) are added to the current PLA test, or 2. The name of the PLA test has changed in association with changes in test performance or test characteristics. The addition or modification of the therapeutic applications of the test require submission of a code change application, but it may not require a new code number. | 0001U-0599U | https://www.aapc.com/codes/cpt-codes/0068U | 2025-10-27T16:58:58.152242Z
0069U | Oncology (colorectal), microRNA, RT-PCR expression profiling of miR-31-3p, formalin-fixed paraffin-embedded tissue, algorithm reported as an expression score | This is a Proprietary Laboratory Analyses (PLA) code, meaning that the code applies to only one unique lab test made by a specific manufacturer or performed by a specific lab. Report code 0069U for the miR–31now™, GoPath Laboratories test, which measures miR–31–3p expression in formalin–fixed paraffin–embedded colon cancer tissue, and uses an algorithm to assign an expression score to guide treatment therapy. Explanation The lab analyst processes formalin–fixed, paraffin–embedded (FFPE) tumor sample from the patient with metastatic colorectal cancer and uses quantitative reverse transcription polymerase chain reaction (RT–qPCR) to measure miR–31–3p expression. Using the test results and patient clinical data, the procedure includes an algorithmic analysis that reports a score indicating miR–31 expression level. This procedure is a Multianalyte Assay with Algorithmic Analysis (MAAA) test, which means that it includes both the analytical services to produce test results, and algorithmic analysis of those results (and possibly other patient data) to report a risk or prognostic score. Although not limited to testing for a specific condition, clinicians may order this test for patients with wild–type RAS metastatic colon cancer (mCRC), some of whom benefit from therapy targeting epidermal growth factor receptor (EGFR) using medication such as cetuximab and panitumumab. Recent findings indicate that microRNAs impact sensitivity of mCRC to anti–EGFR therapy, specifically, microRNA miR–31–3p. The miR–31now™ test results showing low miR–31–3p expression indicate value in initial cetuximab treatment; results showing high miR–31–3p expression indicate no outcome difference for anti–EGFR or anti–VEGF treatment. Terminology Algorithm: A specific set of step–by–step calculations using defined inputs at each step to produce a useful output Multianalyte assays with algorithmic analyses (MAAA): A set of codes generally unique to a single clinical laboratory or manufacturer; they typically list all the analytic and algorithmic analysis for a type of disease, such a cancer; the type and number of analytes, such as proteins; the lab methods, such as immunoassay; the specimen type, such as blood; and the result type, such as prognostic risk score. Nucleic acid: A sequence of specific biological chemicals (nucleotides) that carry genetic information; known as deoxyribonucleic acid (DNA) or ribonucleic acid (RNA). Tips Use this code only for the appropriate proprietary test; report one unit of this code for a single specimen analyzed on a single date of service. You may separately report prep work that precedes cell lysis, when documented. Additional Info “U” codes are included in the CPT® code set to identify specific proprietary laboratory analyses (PLA) tests. PLA codes take precedence over the usual 80000 series codes for laboratory/pathology. Use this code only for the above–described test; do not report this test using any other CPT® code. PLA code descriptors follow existing code conventions when possible, and lab techniques used include multianalyte assays with algorithmic analyses (MAAA) and genomic sequencing procedures (GSP), among others. Read Less | Range Specific Guideline Proprietary laboratory analyses (PLA) codes describe proprietary clinical laboratory analyses and can be either provided by a single ("sole-source") laboratory or licensed or marketed to multiple providing laboratories (eg, cleared or approved by the Food and Drug Administration [FDA]). This subsection includes advanced diagnostic laboratory tests (ADLTs) and clinical diagnostic laboratory tests (CDLTs), as defined under the Protecting Access to Medicare Act (PAMA) of 2014. These analyses may include a range of medical laboratory tests including, but not limited to, multianalyte assays with algorithmic analyses (MAAA) and genomic sequencing procedures (GSP). The descriptor nomenclature follows, where possible, existing code conventions (eg, MAAA, GSP). Unless specifically noted, even though the Proprietary Laboratory Analyses section of the code set is located at the end of the Pathology and Laboratory section of the code set, a PLA code does not fulfill Category I code criteria. PLA codes are not required to fulfill the Category I criteria. The standards for inclusion in the PLA section are: The test must be commercially available in the United States for use on human specimens and The clinical laboratory or manufacturer that offers the test must request the code. For similar laboratory analyses that fulfill Category I criteria, see codes listed in the numeric 80000 series. When a PLA code is available to report a given proprietary laboratory service, that PLA code takes precedence. The service should not be reported with any other CPT® code(s) and other CPT® code(s) should not be used to report services that may be reported with that specific PLA code. These codes encompass all analytical services required for the analysis (eg, cell lysis, nucleic acid stabilization, extraction, digestion, amplification, hybridization and detection). For molecular analyses, additional procedures that are required prior to cell lysis (eg, microdissection [codes 88380 and 88381]) may be reported separately. Codes in this subsection are released on a quarterly basis to expedite dissemination for reporting. PLA codes will be published electronically on the AMA CPT® website (ama-assn.org/cpt-pla-codes), distributed via CPT® data files on a quarterly basis, and, at a minimum, made available in print annually in the CPT® codebook. See the Introduction section of the CPT® code set for a complete list of the dates of release and implementation. All codes that are included in this section are also included in Appendix O, with the procedure's proprietary name. In order to report a PLA code, the analysis performed must fulfill the code descriptor and must be the test represented by the proprietary name listed in Appendix O. In some instances, the descriptor language of PLA codes may be identical and the code may only be differentiated by the listed proprietary name in Appendix O. When more than one PLA has an identical descriptor, the codes will be denoted by the symbol "â™“." All PLA tests will have assigned codes in the PLA section of the code set. Any PLA coded test(s) that satisfies Category I criteria and has been accepted by the CPT® Editorial Panel will be designated by the addition of the symbol "^" to the existing PLA code and will remain in the PLA section of the code set. If a proprietary test has already been accepted for a Category I code and a code has not been published, subsequent application for a PLA code will take precedence. The code will only be placed in the PLA section. The accuracy of a PLA code is to be maintained by the original applicant, or the current owner of the test kit or laboratory performing the proprietary test. A new PLA code is required when: 1. Additional nucleic acid (DNA or RNA) and/or protein analysis(es) are added to the current PLA test, or 2. The name of the PLA test has changed in association with changes in test performance or test characteristics. The addition or modification of the therapeutic applications of the test require submission of a code change application, but it may not require a new code number. | 0001U-0599U | https://www.aapc.com/codes/cpt-codes/0069U | 2025-10-27T16:59:16.191814Z
0070U | CYP2D6 (cytochrome P450, family 2, subfamily D, polypeptide 6) (eg, drug metabolism) gene analysis, common and select rare variants (ie, *2, *3, *4, *4N, *5, *6, *7, *8, *9, *10, *11, *12, *13, *14A, *14B, *15, *17, *29, *35, *36, *41, *57, *61, *63, *68, *83, *xN) | Lay Term | Range Specific Guideline Proprietary laboratory analyses (PLA) codes describe proprietary clinical laboratory analyses and can be either provided by a single ("sole-source") laboratory or licensed or marketed to multiple providing laboratories (eg, cleared or approved by the Food and Drug Administration [FDA]). This subsection includes advanced diagnostic laboratory tests (ADLTs) and clinical diagnostic laboratory tests (CDLTs), as defined under the Protecting Access to Medicare Act (PAMA) of 2014. These analyses may include a range of medical laboratory tests including, but not limited to, multianalyte assays with algorithmic analyses (MAAA) and genomic sequencing procedures (GSP). The descriptor nomenclature follows, where possible, existing code conventions (eg, MAAA, GSP). Unless specifically noted, even though the Proprietary Laboratory Analyses section of the code set is located at the end of the Pathology and Laboratory section of the code set, a PLA code does not fulfill Category I code criteria. PLA codes are not required to fulfill the Category I criteria. The standards for inclusion in the PLA section are: The test must be commercially available in the United States for use on human specimens and The clinical laboratory or manufacturer that offers the test must request the code. For similar laboratory analyses that fulfill Category I criteria, see codes listed in the numeric 80000 series. When a PLA code is available to report a given proprietary laboratory service, that PLA code takes precedence. The service should not be reported with any other CPT® code(s) and other CPT® code(s) should not be used to report services that may be reported with that specific PLA code. These codes encompass all analytical services required for the analysis (eg, cell lysis, nucleic acid stabilization, extraction, digestion, amplification, hybridization and detection). For molecular analyses, additional procedures that are required prior to cell lysis (eg, microdissection [codes 88380 and 88381]) may be reported separately. Codes in this subsection are released on a quarterly basis to expedite dissemination for reporting. PLA codes will be published electronically on the AMA CPT® website (ama-assn.org/cpt-pla-codes), distributed via CPT® data files on a quarterly basis, and, at a minimum, made available in print annually in the CPT® codebook. See the Introduction section of the CPT® code set for a complete list of the dates of release and implementation. All codes that are included in this section are also included in Appendix O, with the procedure's proprietary name. In order to report a PLA code, the analysis performed must fulfill the code descriptor and must be the test represented by the proprietary name listed in Appendix O. In some instances, the descriptor language of PLA codes may be identical and the code may only be differentiated by the listed proprietary name in Appendix O. When more than one PLA has an identical descriptor, the codes will be denoted by the symbol "â™“." All PLA tests will have assigned codes in the PLA section of the code set. Any PLA coded test(s) that satisfies Category I criteria and has been accepted by the CPT® Editorial Panel will be designated by the addition of the symbol "^" to the existing PLA code and will remain in the PLA section of the code set. If a proprietary test has already been accepted for a Category I code and a code has not been published, subsequent application for a PLA code will take precedence. The code will only be placed in the PLA section. The accuracy of a PLA code is to be maintained by the original applicant, or the current owner of the test kit or laboratory performing the proprietary test. A new PLA code is required when: 1. Additional nucleic acid (DNA or RNA) and/or protein analysis(es) are added to the current PLA test, or 2. The name of the PLA test has changed in association with changes in test performance or test characteristics. The addition or modification of the therapeutic applications of the test require submission of a code change application, but it may not require a new code number. | 0001U-0599U | https://www.aapc.com/codes/cpt-codes/0070U | 2025-10-27T16:59:46.734790Z
0071U | CYP2D6 (cytochrome P450, family 2, subfamily D, polypeptide 6) (eg, drug metabolism) gene analysis, full gene sequence (List separately in addition to code for primary procedure) Notes: (Use 0071U in conjunction with 0070U) | This is a Proprietary Laboratory Analyses (PLA) code, meaning that the code applies to only one unique lab test made by a specific manufacturer or performed by a specific lab. Report code +0071U for the CYP2D6 Full Gene Sequencing test, developed by the Mayo Clinic Laboratory, which is a follow–up test when the initial 0070U test does not determine the patient’s CYP2D6 genotype, which can impact metabolism of certain drugs. Explanation The lab analyst performs all technical steps using a specimen such as blood, from extracting the nucleic acids by methods such as cell lysis and digestion, to increasing and stabilizing the quantity of nucleic acid for analysis by amplification using a method such as polymerase chain reaction (PCR), to detecting target genes. A single unit of +0071U represents analyzing the full gene sequence for cytochrome P450, family 2, subfamily D, polypeptide 6 gene, also known as CYP2D6. Humans have approximately 60 genes for cytochrome P450, called CYP for short. These genes contribute to forming or breaking down certain molecules inside cells, so mutations to these genes can impact breakdown of medications, either speeding or slowing the process, thus impacting drug efficacy and toxicity. Although not limited to testing for a specific condition, clinicians may order this test as a secondary assay when the initial 0070U test does not identify the patient genotype. CYP2D6 gene analysis to identify genetic variants that may interfere with drug metabolism is important for patients receiving medications metabolized by CYP2D6, such as tamoxifen, codeine, tramadol, and some antidepressants and antipsychotics. Terminology Amplification: Making more copies of a desired gene for study by processes such as polymerase chain reaction (PCR) or transcription of DNA to RNA and reverse transcription from RNA to make an additional copy of the DNA. Gene: Specific nucleic acid sequence associated with a unique function in the body such as production of a specific protein. Lysis: The act of breaking down a structure; destroying cells or tissue using an agent or substance. Mutation: An alteration in a deoxyribonucleic acid (DNA) sequence that may lead to pathologic changes in the organism. Nucleic acid: A sequence of specific biological chemicals (nucleotides) that carry genetic information; known as deoxyribonucleic acid (DNA) or ribonucleic acid (RNA). Variant: Gene that differs from the usual nucleic acid sequence due to events such as nucleotide deletions or insertions or substitutions; may cause conditions such as genetic disorders or cancer. Tips Use +0071U only for the appropriate proprietary test; report one unit of this code for a single specimen analyzed on a single date of service. Some payers may pay separately for collection of the specimen; check with the appropriate payer. Make sure to distinguish various codes for CYP2D6 gene analysis, such as 81226, 0029U, 0070U, +0071U, +0072U, +0073U, +0074U, +0075U, and +0076U. Because this is an add–on code, it must be reported in conjunction with a code for a primary procedure. Additional Info “U” codes are included in the CPT® code set to identify specific proprietary laboratory analyses (PLA) tests. PLA codes take precedence over the usual 80000 series codes for laboratory/pathology. Use this code only for the above–described test; do not report this test using any other CPT® code. PLA code descriptors follow existing code conventions when possible, and lab techniques used include multianalyte assays with algorithmic analyses (MAAA) and genomic sequencing procedures (GSP), among others. Read Less | Range Specific Guideline Proprietary laboratory analyses (PLA) codes describe proprietary clinical laboratory analyses and can be either provided by a single ("sole-source") laboratory or licensed or marketed to multiple providing laboratories (eg, cleared or approved by the Food and Drug Administration [FDA]). This subsection includes advanced diagnostic laboratory tests (ADLTs) and clinical diagnostic laboratory tests (CDLTs), as defined under the Protecting Access to Medicare Act (PAMA) of 2014. These analyses may include a range of medical laboratory tests including, but not limited to, multianalyte assays with algorithmic analyses (MAAA) and genomic sequencing procedures (GSP). The descriptor nomenclature follows, where possible, existing code conventions (eg, MAAA, GSP). Unless specifically noted, even though the Proprietary Laboratory Analyses section of the code set is located at the end of the Pathology and Laboratory section of the code set, a PLA code does not fulfill Category I code criteria. PLA codes are not required to fulfill the Category I criteria. The standards for inclusion in the PLA section are: The test must be commercially available in the United States for use on human specimens and The clinical laboratory or manufacturer that offers the test must request the code. For similar laboratory analyses that fulfill Category I criteria, see codes listed in the numeric 80000 series. When a PLA code is available to report a given proprietary laboratory service, that PLA code takes precedence. The service should not be reported with any other CPT® code(s) and other CPT® code(s) should not be used to report services that may be reported with that specific PLA code. These codes encompass all analytical services required for the analysis (eg, cell lysis, nucleic acid stabilization, extraction, digestion, amplification, hybridization and detection). For molecular analyses, additional procedures that are required prior to cell lysis (eg, microdissection [codes 88380 and 88381]) may be reported separately. Codes in this subsection are released on a quarterly basis to expedite dissemination for reporting. PLA codes will be published electronically on the AMA CPT® website (ama-assn.org/cpt-pla-codes), distributed via CPT® data files on a quarterly basis, and, at a minimum, made available in print annually in the CPT® codebook. See the Introduction section of the CPT® code set for a complete list of the dates of release and implementation. All codes that are included in this section are also included in Appendix O, with the procedure's proprietary name. In order to report a PLA code, the analysis performed must fulfill the code descriptor and must be the test represented by the proprietary name listed in Appendix O. In some instances, the descriptor language of PLA codes may be identical and the code may only be differentiated by the listed proprietary name in Appendix O. When more than one PLA has an identical descriptor, the codes will be denoted by the symbol "â™“." All PLA tests will have assigned codes in the PLA section of the code set. Any PLA coded test(s) that satisfies Category I criteria and has been accepted by the CPT® Editorial Panel will be designated by the addition of the symbol "^" to the existing PLA code and will remain in the PLA section of the code set. If a proprietary test has already been accepted for a Category I code and a code has not been published, subsequent application for a PLA code will take precedence. The code will only be placed in the PLA section. The accuracy of a PLA code is to be maintained by the original applicant, or the current owner of the test kit or laboratory performing the proprietary test. A new PLA code is required when: 1. Additional nucleic acid (DNA or RNA) and/or protein analysis(es) are added to the current PLA test, or 2. The name of the PLA test has changed in association with changes in test performance or test characteristics. The addition or modification of the therapeutic applications of the test require submission of a code change application, but it may not require a new code number. | 0001U-0599U | https://www.aapc.com/codes/cpt-codes/0071U | 2025-10-27T17:00:04.509240Z
0072U | CYP2D6 (cytochrome P450, family 2, subfamily D, polypeptide 6) (eg, drug metabolism) gene analysis, targeted sequence analysis (ie, CYP2D6-2D7 hybrid gene) (List separately in addition to code for primary procedure) Notes: (Use 0072U in conjunction with 0070U) | This is a Proprietary Laboratory Analyses (PLA) code, meaning that the code applies to only one unique lab test made by a specific manufacturer or performed by a specific lab. Report code +0072U for the CYP2D6–2D7Hybrid Gene Targeted Sequence Analysis, developed by the Mayo Clinic Laboratory, which is a follow–up test when the initial 0070U test does not determine the patient’s CYP2D6 genotype, which can impact metabolism of certain drugs. Explanation The lab analyst performs all technical steps using a specimen such as blood, from extracting the nucleic acids by methods such as cell lysis and digestion, to increasing and stabilizing the quantity of nucleic acid for analysis by amplification using a method such as polymerase chain reaction (PCR), to detecting target genes. A single unit of +0072U represents analyzing a targeted gene sequence in the cytochrome P450, family 2, subfamily D, polypeptide 6 (CYP2D6) gene for a specific mutation known as the CYP2D6–2D7 hybrid gene. Humans have approximately 60 genes for cytochrome P450, called CYP for short. These genes contribute to forming or breaking down certain molecules inside cells, so mutations to these genes can impact breakdown of medications, either speeding or slowing the process, thus impacting drug efficacy and toxicity. Although not limited to testing for a specific condition, clinicians may order this test as a secondary assay when the initial 0070U test does not identify the patient genotype. CYP2D6 gene analysis to identify genetic variants that may interfere with drug metabolism is important for patients receiving medications metabolized by CYP2D6, such as tamoxifen, codeine, tramadol, and some antidepressants and antipsychotics. Terminology Amplification: Making more copies of a desired gene for study by processes such as polymerase chain reaction (PCR) or transcription of DNA to RNA and reverse transcription from RNA to make an additional copy of the DNA. Gene: Specific nucleic acid sequence associated with a unique function in the body such as production of a specific protein. Lysis: The act of breaking down a structure; destroying cells or tissue using an agent or substance. Mutation: An alteration in a deoxyribonucleic acid (DNA) sequence that may lead to pathologic changes in the organism. Nucleic acid: A sequence of specific biological chemicals (nucleotides) that carry genetic information; known as deoxyribonucleic acid (DNA) or ribonucleic acid (RNA). Variant: Gene that differs from the usual nucleic acid sequence due to events such as nucleotide deletions or insertions or substitutions; may cause conditions such as genetic disorders or cancer. Tips Use +0072U only for the appropriate proprietary test; report one unit of this code for a single specimen analyzed on a single date of service. Because this is an add–on code, it must be reported in conjunction with a code for a primary procedure. Some payers may pay separately for collection of the specimen; check with the appropriate payer. Make sure to distinguish various codes for CYP2D6 gene analysis, such as 81226, 0029U, 0070U, +0071U, +0072U, +0073U, +0074U, +0075U, and +0076U. Additional Info “U” codes are included in the CPT® code set to identify specific proprietary laboratory analyses (PLA) tests. PLA codes take precedence over the usual 80000 series codes for laboratory/pathology. Use this code only for the above–described test; do not report this test using any other CPT® code. PLA code descriptors follow existing code conventions when possible, and lab techniques used include multianalyte assays with algorithmic analyses (MAAA) and genomic sequencing procedures (GSP), among others. Read Less | Range Specific Guideline Proprietary laboratory analyses (PLA) codes describe proprietary clinical laboratory analyses and can be either provided by a single ("sole-source") laboratory or licensed or marketed to multiple providing laboratories (eg, cleared or approved by the Food and Drug Administration [FDA]). This subsection includes advanced diagnostic laboratory tests (ADLTs) and clinical diagnostic laboratory tests (CDLTs), as defined under the Protecting Access to Medicare Act (PAMA) of 2014. These analyses may include a range of medical laboratory tests including, but not limited to, multianalyte assays with algorithmic analyses (MAAA) and genomic sequencing procedures (GSP). The descriptor nomenclature follows, where possible, existing code conventions (eg, MAAA, GSP). Unless specifically noted, even though the Proprietary Laboratory Analyses section of the code set is located at the end of the Pathology and Laboratory section of the code set, a PLA code does not fulfill Category I code criteria. PLA codes are not required to fulfill the Category I criteria. The standards for inclusion in the PLA section are: The test must be commercially available in the United States for use on human specimens and The clinical laboratory or manufacturer that offers the test must request the code. For similar laboratory analyses that fulfill Category I criteria, see codes listed in the numeric 80000 series. When a PLA code is available to report a given proprietary laboratory service, that PLA code takes precedence. The service should not be reported with any other CPT® code(s) and other CPT® code(s) should not be used to report services that may be reported with that specific PLA code. These codes encompass all analytical services required for the analysis (eg, cell lysis, nucleic acid stabilization, extraction, digestion, amplification, hybridization and detection). For molecular analyses, additional procedures that are required prior to cell lysis (eg, microdissection [codes 88380 and 88381]) may be reported separately. Codes in this subsection are released on a quarterly basis to expedite dissemination for reporting. PLA codes will be published electronically on the AMA CPT® website (ama-assn.org/cpt-pla-codes), distributed via CPT® data files on a quarterly basis, and, at a minimum, made available in print annually in the CPT® codebook. See the Introduction section of the CPT® code set for a complete list of the dates of release and implementation. All codes that are included in this section are also included in Appendix O, with the procedure's proprietary name. In order to report a PLA code, the analysis performed must fulfill the code descriptor and must be the test represented by the proprietary name listed in Appendix O. In some instances, the descriptor language of PLA codes may be identical and the code may only be differentiated by the listed proprietary name in Appendix O. When more than one PLA has an identical descriptor, the codes will be denoted by the symbol "â™“." All PLA tests will have assigned codes in the PLA section of the code set. Any PLA coded test(s) that satisfies Category I criteria and has been accepted by the CPT® Editorial Panel will be designated by the addition of the symbol "^" to the existing PLA code and will remain in the PLA section of the code set. If a proprietary test has already been accepted for a Category I code and a code has not been published, subsequent application for a PLA code will take precedence. The code will only be placed in the PLA section. The accuracy of a PLA code is to be maintained by the original applicant, or the current owner of the test kit or laboratory performing the proprietary test. A new PLA code is required when: 1. Additional nucleic acid (DNA or RNA) and/or protein analysis(es) are added to the current PLA test, or 2. The name of the PLA test has changed in association with changes in test performance or test characteristics. The addition or modification of the therapeutic applications of the test require submission of a code change application, but it may not require a new code number. | 0001U-0599U | https://www.aapc.com/codes/cpt-codes/0072U | 2025-10-27T17:00:22.140436Z
0073U | CYP2D6 (cytochrome P450, family 2, subfamily D, polypeptide 6) (eg, drug metabolism) gene analysis, targeted sequence analysis (ie, CYP2D7-2D6 hybrid gene) (List separately in addition to code for primary procedure) Notes: (Use 0073U in conjunction with 0070U) | This is a Proprietary Laboratory Analyses (PLA) code, meaning that the code applies to only one unique lab test made by a specific manufacturer or performed by a specific lab. Report code +0073U for the CYP2D7–2D6Hybrid Gene Targeted Sequence Analysis, developed by the Mayo Clinic Laboratory, which is a follow–up test when the initial 0070U test does not determine the patient’s CYP2D6 genotype, which can impact metabolism of certain drugs. Explanation The lab analyst performs all technical steps using a specimen such as blood, from extracting the nucleic acids by methods such as cell lysis and digestion, to increasing and stabilizing the quantity of nucleic acid for analysis by amplification using a method such as polymerase chain reaction (PCR), to detecting target genes. A single unit of +0073U represents analyzing a targeted gene sequence in the cytochrome P450, family 2, subfamily D, polypeptide 6 (CYP2D6) gene for a specific mutation known as the CYP2D7–2D6 hybrid gene. Humans have approximately 60 genes for cytochrome P450, called CYP for short. These genes contribute to forming or breaking down certain molecules inside cells, so mutations to these genes can impact breakdown of medications, either speeding or slowing the process, thus impacting drug efficacy and toxicity. Although not limited to testing for a specific condition, clinicians may order this test as a secondary assay when the initial 0070U test does not identify the patient genotype. CYP2D6 gene analysis to identify genetic variants that may interfere with drug metabolism is important for patients receiving medications metabolized by CYP2D6, such as tamoxifen, codeine, tramadol, and some antidepressants and antipsychotics. Terminology Amplification: Making more copies of a desired gene for study by processes such as polymerase chain reaction (PCR) or transcription of DNA to RNA and reverse transcription from RNA to make an additional copy of the DNA. Gene: Specific nucleic acid sequence associated with a unique function in the body such as production of a specific protein. Lysis: The act of breaking down a structure; destroying cells or tissue using an agent or substance. Mutation: An alteration in a deoxyribonucleic acid (DNA) sequence that may lead to pathologic changes in the organism. Nucleic acid: A sequence of specific biological chemicals (nucleotides) that carry genetic information; known as deoxyribonucleic acid (DNA) or ribonucleic acid (RNA). Variant: Gene that differs from the usual nucleic acid sequence due to events such as nucleotide deletions or insertions or substitutions; may cause conditions such as genetic disorders or cancer. Tips Use +0073U only for the appropriate proprietary test; report one unit of this code for a single specimen analyzed on a single date of service. Because this is an add–on code, it must be reported in conjunction with a code for a primary procedure. Some payers may pay separately for collection of the specimen; check with the appropriate payer. Make sure to distinguish various codes for CYP2D6 gene analysis, such as 81226, 0029U, 0070U, +0071U, +0072U, +0073U, +0074U, +0075U, and +0076U. Additional Info “U” codes are included in the CPT® code set to identify specific proprietary laboratory analyses (PLA) tests. PLA codes take precedence over the usual 80000 series codes for laboratory/pathology. Use this code only for the above–described test; do not report this test using any other CPT® code. PLA code descriptors follow existing code conventions when possible, and lab techniques used include multianalyte assays with algorithmic analyses (MAAA) and genomic sequencing procedures (GSP), among others. Read Less | Range Specific Guideline Proprietary laboratory analyses (PLA) codes describe proprietary clinical laboratory analyses and can be either provided by a single ("sole-source") laboratory or licensed or marketed to multiple providing laboratories (eg, cleared or approved by the Food and Drug Administration [FDA]). This subsection includes advanced diagnostic laboratory tests (ADLTs) and clinical diagnostic laboratory tests (CDLTs), as defined under the Protecting Access to Medicare Act (PAMA) of 2014. These analyses may include a range of medical laboratory tests including, but not limited to, multianalyte assays with algorithmic analyses (MAAA) and genomic sequencing procedures (GSP). The descriptor nomenclature follows, where possible, existing code conventions (eg, MAAA, GSP). Unless specifically noted, even though the Proprietary Laboratory Analyses section of the code set is located at the end of the Pathology and Laboratory section of the code set, a PLA code does not fulfill Category I code criteria. PLA codes are not required to fulfill the Category I criteria. The standards for inclusion in the PLA section are: The test must be commercially available in the United States for use on human specimens and The clinical laboratory or manufacturer that offers the test must request the code. For similar laboratory analyses that fulfill Category I criteria, see codes listed in the numeric 80000 series. When a PLA code is available to report a given proprietary laboratory service, that PLA code takes precedence. The service should not be reported with any other CPT® code(s) and other CPT® code(s) should not be used to report services that may be reported with that specific PLA code. These codes encompass all analytical services required for the analysis (eg, cell lysis, nucleic acid stabilization, extraction, digestion, amplification, hybridization and detection). For molecular analyses, additional procedures that are required prior to cell lysis (eg, microdissection [codes 88380 and 88381]) may be reported separately. Codes in this subsection are released on a quarterly basis to expedite dissemination for reporting. PLA codes will be published electronically on the AMA CPT® website (ama-assn.org/cpt-pla-codes), distributed via CPT® data files on a quarterly basis, and, at a minimum, made available in print annually in the CPT® codebook. See the Introduction section of the CPT® code set for a complete list of the dates of release and implementation. All codes that are included in this section are also included in Appendix O, with the procedure's proprietary name. In order to report a PLA code, the analysis performed must fulfill the code descriptor and must be the test represented by the proprietary name listed in Appendix O. In some instances, the descriptor language of PLA codes may be identical and the code may only be differentiated by the listed proprietary name in Appendix O. When more than one PLA has an identical descriptor, the codes will be denoted by the symbol "â™“." All PLA tests will have assigned codes in the PLA section of the code set. Any PLA coded test(s) that satisfies Category I criteria and has been accepted by the CPT® Editorial Panel will be designated by the addition of the symbol "^" to the existing PLA code and will remain in the PLA section of the code set. If a proprietary test has already been accepted for a Category I code and a code has not been published, subsequent application for a PLA code will take precedence. The code will only be placed in the PLA section. The accuracy of a PLA code is to be maintained by the original applicant, or the current owner of the test kit or laboratory performing the proprietary test. A new PLA code is required when: 1. Additional nucleic acid (DNA or RNA) and/or protein analysis(es) are added to the current PLA test, or 2. The name of the PLA test has changed in association with changes in test performance or test characteristics. The addition or modification of the therapeutic applications of the test require submission of a code change application, but it may not require a new code number. | 0001U-0599U | https://www.aapc.com/codes/cpt-codes/0073U | 2025-10-27T17:00:39.306228Z
0074U | CYP2D6 (cytochrome P450, family 2, subfamily D, polypeptide 6) (eg, drug metabolism) gene analysis, targeted sequence analysis (ie, non-duplicated gene when duplication/multiplication is trans) (List separately in addition to code for primary procedure) Notes: (Use 0074U in conjunction with 0070U) | This is a Proprietary Laboratory Analyses (PLA) code, meaning that the code applies to only one unique lab test made by a specific manufacturer or performed by a specific lab. Report code +0074U for the CYP2D6 trans–duplication/multiplication non–duplicated gene targeted sequence analysis, developed by the Mayo Clinic, Laboratory, which is a follow–up test when the initial 0070U test does not determine the patient’s CYP2D6 genotype, which can impact metabolism of certain drugs. Explanation The lab analyst performs all technical steps using a specimen such as blood, from extracting the nucleic acids by methods such as cell lysis and digestion, to increasing and stabilizing the quantity of nucleic acid for analysis by amplification using a method such as polymerase chain reaction (PCR), to detecting target genes. A single unit of +0074U represents analyzing a targeted gene sequence in the cytochrome P450, family 2, subfamily D, polypeptide 6 (CYP2D6) gene for a specific mutation in the non–duplicated gene when duplication/multiplication is trans. Humans have approximately 60 genes for cytochrome P450, called CYP for short. These genes contribute to forming or breaking down certain molecules inside cells, so mutations to these genes can impact breakdown of medications, either speeding or slowing the process, thus impacting drug efficacy and toxicity. Although not limited to testing for a specific condition, clinicians may order this test as a secondary assay when the initial 0070U test does not identify the patient genotype. CYP2D6 gene analysis to identify genetic variants that may interfere with drug metabolism is important for patients receiving medications metabolized by CYP2D6, such as tamoxifen, codeine, tramadol, and some antidepressants and antipsychotics. Terminology Amplification: Making more copies of a desired gene for study by processes such as polymerase chain reaction (PCR) or transcription of DNA to RNA and reverse transcription from RNA to make an additional copy of the DNA. Gene: Specific nucleic acid sequence associated with a unique function in the body such as production of a specific protein. Lysis: The act of breaking down a structure; destroying cells or tissue using an agent or substance. Mutation: An alteration in a deoxyribonucleic acid (DNA) sequence that may lead to pathologic changes in the organism. Nucleic acid: A sequence of specific biological chemicals (nucleotides) that carry genetic information; known as deoxyribonucleic acid (DNA) or ribonucleic acid (RNA). Variant: Gene that differs from the usual nucleic acid sequence due to events such as nucleotide deletions or insertions or substitutions; may cause conditions such as genetic disorders or cancer. Tips Use +0074U only for the appropriate proprietary test; report one unit of this code for a single specimen analyzed on a single date of service. Because this is an add–on code, it must be reported in conjunction with a code for a primary procedure. Some payers may pay separately for collection of the specimen; check with the appropriate payer. Make sure to distinguish various codes for CYP2D6 gene analysis, such as 81226, 0029U, 0070U, +0071U, +0072U, +0073U, +0074U, +0075U, and +0076U. Additional Info “U” codes are included in the CPT® code set to identify specific proprietary laboratory analyses (PLA) tests. PLA codes take precedence over the usual 80000 series codes for laboratory/pathology. Use this code only for the above–described test; do not report this test using any other CPT® code. PLA code descriptors follow existing code conventions when possible, and lab techniques used include multianalyte assays with algorithmic analyses (MAAA) and genomic sequencing procedures (GSP), among others. Read Less | Range Specific Guideline Proprietary laboratory analyses (PLA) codes describe proprietary clinical laboratory analyses and can be either provided by a single ("sole-source") laboratory or licensed or marketed to multiple providing laboratories (eg, cleared or approved by the Food and Drug Administration [FDA]). This subsection includes advanced diagnostic laboratory tests (ADLTs) and clinical diagnostic laboratory tests (CDLTs), as defined under the Protecting Access to Medicare Act (PAMA) of 2014. These analyses may include a range of medical laboratory tests including, but not limited to, multianalyte assays with algorithmic analyses (MAAA) and genomic sequencing procedures (GSP). The descriptor nomenclature follows, where possible, existing code conventions (eg, MAAA, GSP). Unless specifically noted, even though the Proprietary Laboratory Analyses section of the code set is located at the end of the Pathology and Laboratory section of the code set, a PLA code does not fulfill Category I code criteria. PLA codes are not required to fulfill the Category I criteria. The standards for inclusion in the PLA section are: The test must be commercially available in the United States for use on human specimens and The clinical laboratory or manufacturer that offers the test must request the code. For similar laboratory analyses that fulfill Category I criteria, see codes listed in the numeric 80000 series. When a PLA code is available to report a given proprietary laboratory service, that PLA code takes precedence. The service should not be reported with any other CPT® code(s) and other CPT® code(s) should not be used to report services that may be reported with that specific PLA code. These codes encompass all analytical services required for the analysis (eg, cell lysis, nucleic acid stabilization, extraction, digestion, amplification, hybridization and detection). For molecular analyses, additional procedures that are required prior to cell lysis (eg, microdissection [codes 88380 and 88381]) may be reported separately. Codes in this subsection are released on a quarterly basis to expedite dissemination for reporting. PLA codes will be published electronically on the AMA CPT® website (ama-assn.org/cpt-pla-codes), distributed via CPT® data files on a quarterly basis, and, at a minimum, made available in print annually in the CPT® codebook. See the Introduction section of the CPT® code set for a complete list of the dates of release and implementation. All codes that are included in this section are also included in Appendix O, with the procedure's proprietary name. In order to report a PLA code, the analysis performed must fulfill the code descriptor and must be the test represented by the proprietary name listed in Appendix O. In some instances, the descriptor language of PLA codes may be identical and the code may only be differentiated by the listed proprietary name in Appendix O. When more than one PLA has an identical descriptor, the codes will be denoted by the symbol "â™“." All PLA tests will have assigned codes in the PLA section of the code set. Any PLA coded test(s) that satisfies Category I criteria and has been accepted by the CPT® Editorial Panel will be designated by the addition of the symbol "^" to the existing PLA code and will remain in the PLA section of the code set. If a proprietary test has already been accepted for a Category I code and a code has not been published, subsequent application for a PLA code will take precedence. The code will only be placed in the PLA section. The accuracy of a PLA code is to be maintained by the original applicant, or the current owner of the test kit or laboratory performing the proprietary test. A new PLA code is required when: 1. Additional nucleic acid (DNA or RNA) and/or protein analysis(es) are added to the current PLA test, or 2. The name of the PLA test has changed in association with changes in test performance or test characteristics. The addition or modification of the therapeutic applications of the test require submission of a code change application, but it may not require a new code number. | 0001U-0599U | https://www.aapc.com/codes/cpt-codes/0074U | 2025-10-27T17:00:57.054977Z
0075U | CYP2D6 (cytochrome P450, family 2, subfamily D, polypeptide 6) (eg, drug metabolism) gene analysis, targeted sequence analysis (ie, 5' gene duplication/multiplication) (List separately in addition to code for primary procedure) Notes: (Use 0075U in conjunction with 0070U) | This is a Proprietary Laboratory Analyses (PLA) code, meaning that the code applies to only one unique lab test made by a specific manufacturer or performed by a specific lab. Report code +0075U for the CYP2D65’ gene duplication/multiplication targeted sequence analysis, developed by the Mayo Clinic, Laboratory, which is a follow–up test when the initial 0070U test does not determine the patient’s CYP2D6 genotype, which can impact metabolism of certain drugs. Explanation The lab analyst performs all technical steps using a specimen such as blood, from extracting the nucleic acids by methods such as cell lysis and digestion, to increasing and stabilizing the quantity of nucleic acid for analysis by amplification using a method such as polymerase chain reaction (PCR), to detecting target genes. A single unit of +0075U represents analyzing a targeted gene sequence in the cytochrome P450, family 2, subfamily D, polypeptide 6 (CYP2D6) gene for a specific mutation known as the 5’ gene duplication/multiplication. Humans have approximately 60 genes for cytochrome P450, called CYP for short. These genes contribute to forming or breaking down certain molecules inside cells, so mutations to these genes can impact breakdown of medications, either speeding or slowing the process, thus impacting drug efficacy and toxicity. Although not limited to testing for a specific condition, clinicians may order this test as a secondary assay when the initial 0070U test does not identify the patient genotype. CYP2D6 gene analysis to identify genetic variants that may interfere with drug metabolism is important for patients receiving medications metabolized by CYP2D6, such as tamoxifen, codeine, tramadol, and some antidepressants and antipsychotics. Terminology Amplification: Making more copies of a desired gene for study by processes such as polymerase chain reaction (PCR) or transcription of DNA to RNA and reverse transcription from RNA to make an additional copy of the DNA. Gene: Specific nucleic acid sequence associated with a unique function in the body such as production of a specific protein. Lysis: The act of breaking down a structure; destroying cells or tissue using an agent or substance. Mutation: An alteration in a deoxyribonucleic acid (DNA) sequence that may lead to pathologic changes in the organism. Nucleic acid: A sequence of specific biological chemicals (nucleotides) that carry genetic information; known as deoxyribonucleic acid (DNA) or ribonucleic acid (RNA). Variant: Gene that differs from the usual nucleic acid sequence due to events such as nucleotide deletions or insertions or substitutions; may cause conditions such as genetic disorders or cancer. Tips Use +0075U only for the appropriate proprietary test; report one unit of this code for a single specimen analyzed on a single date of service. Because this is an add–on code, it must be reported in conjunction with a code for a primary procedure. Some payers may pay separately for collection of the specimen; check with the appropriate payer. Make sure to distinguish various codes for CYP2D6 gene analysis, such as 81226, 0029U, 0070U, +0071U, +0072U, +0073U, +0074U, +0075U, and +0076U. Additional Info “U” codes are included in the CPT® code set to identify specific proprietary laboratory analyses (PLA) tests. PLA codes take precedence over the usual 80000 series codes for laboratory/pathology. Use this code only for the above–described test; do not report this test using any other CPT® code. PLA code descriptors follow existing code conventions when possible, and lab techniques used include multianalyte assays with algorithmic analyses (MAAA) and genomic sequencing procedures (GSP), among others. Read Less | Range Specific Guideline Proprietary laboratory analyses (PLA) codes describe proprietary clinical laboratory analyses and can be either provided by a single ("sole-source") laboratory or licensed or marketed to multiple providing laboratories (eg, cleared or approved by the Food and Drug Administration [FDA]). This subsection includes advanced diagnostic laboratory tests (ADLTs) and clinical diagnostic laboratory tests (CDLTs), as defined under the Protecting Access to Medicare Act (PAMA) of 2014. These analyses may include a range of medical laboratory tests including, but not limited to, multianalyte assays with algorithmic analyses (MAAA) and genomic sequencing procedures (GSP). The descriptor nomenclature follows, where possible, existing code conventions (eg, MAAA, GSP). Unless specifically noted, even though the Proprietary Laboratory Analyses section of the code set is located at the end of the Pathology and Laboratory section of the code set, a PLA code does not fulfill Category I code criteria. PLA codes are not required to fulfill the Category I criteria. The standards for inclusion in the PLA section are: The test must be commercially available in the United States for use on human specimens and The clinical laboratory or manufacturer that offers the test must request the code. For similar laboratory analyses that fulfill Category I criteria, see codes listed in the numeric 80000 series. When a PLA code is available to report a given proprietary laboratory service, that PLA code takes precedence. The service should not be reported with any other CPT® code(s) and other CPT® code(s) should not be used to report services that may be reported with that specific PLA code. These codes encompass all analytical services required for the analysis (eg, cell lysis, nucleic acid stabilization, extraction, digestion, amplification, hybridization and detection). For molecular analyses, additional procedures that are required prior to cell lysis (eg, microdissection [codes 88380 and 88381]) may be reported separately. Codes in this subsection are released on a quarterly basis to expedite dissemination for reporting. PLA codes will be published electronically on the AMA CPT® website (ama-assn.org/cpt-pla-codes), distributed via CPT® data files on a quarterly basis, and, at a minimum, made available in print annually in the CPT® codebook. See the Introduction section of the CPT® code set for a complete list of the dates of release and implementation. All codes that are included in this section are also included in Appendix O, with the procedure's proprietary name. In order to report a PLA code, the analysis performed must fulfill the code descriptor and must be the test represented by the proprietary name listed in Appendix O. In some instances, the descriptor language of PLA codes may be identical and the code may only be differentiated by the listed proprietary name in Appendix O. When more than one PLA has an identical descriptor, the codes will be denoted by the symbol "â™“." All PLA tests will have assigned codes in the PLA section of the code set. Any PLA coded test(s) that satisfies Category I criteria and has been accepted by the CPT® Editorial Panel will be designated by the addition of the symbol "^" to the existing PLA code and will remain in the PLA section of the code set. If a proprietary test has already been accepted for a Category I code and a code has not been published, subsequent application for a PLA code will take precedence. The code will only be placed in the PLA section. The accuracy of a PLA code is to be maintained by the original applicant, or the current owner of the test kit or laboratory performing the proprietary test. A new PLA code is required when: 1. Additional nucleic acid (DNA or RNA) and/or protein analysis(es) are added to the current PLA test, or 2. The name of the PLA test has changed in association with changes in test performance or test characteristics. The addition or modification of the therapeutic applications of the test require submission of a code change application, but it may not require a new code number. | 0001U-0599U | https://www.aapc.com/codes/cpt-codes/0075U | 2025-10-27T17:01:14.753205Z
0076U | CYP2D6 (cytochrome P450, family 2, subfamily D, polypeptide 6) (eg, drug metabolism) gene analysis, targeted sequence analysis (ie, 3' gene duplication/multiplication) (List separately in addition to code for primary procedure) Notes: (Use 0076U in conjunction with 0070U) | This is a Proprietary Laboratory Analyses (PLA) code, meaning that the code applies to only one unique lab test made by a specific manufacturer or performed by a specific lab. Report code +0076U for the CYP2D63’ gene duplication/multiplication targeted sequence analysis, developed by the Mayo Clinic Laboratory, which is a follow–up test when the initial 0070U test does not determine the patient’s CYP2D6 genotype, which can impact metabolism of certain drugs. Explanation The lab analyst performs all technical steps using a specimen such as blood, from extracting the nucleic acids by methods such as cell lysis and digestion, to increasing and stabilizing the quantity of nucleic acid for analysis by amplification using a method such as polymerase chain reaction (PCR), to detecting target genes. A single unit of +0076U represents analyzing a targeted gene sequence in the cytochrome P450, family 2, subfamily D, polypeptide 6 (CYP2D6) gene for a specific mutation known as the 3’ gene duplication/multiplication. Humans have approximately 60 genes for cytochrome P450, called CYP for short. These genes contribute to forming or breaking down certain molecules inside cells, so mutations to these genes can impact breakdown of medications, either speeding or slowing the process, thus impacting drug efficacy and toxicity. Although not limited to testing for a specific condition, clinicians may order this test as a secondary assay when the initial 0070U test does not identify the patient genotype. CYP2D6 gene analysis to identify genetic variants that may interfere with drug metabolism is important for patients receiving medications metabolized by CYP2D6, such as tamoxifen, codeine, tramadol, and some antidepressants and antipsychotics. Terminology Amplification: Making more copies of a desired gene for study by processes such as polymerase chain reaction (PCR) or transcription of DNA to RNA and reverse transcription from RNA to make an additional copy of the DNA. Gene: Specific nucleic acid sequence associated with a unique function in the body such as production of a specific protein. Lysis: The act of breaking down a structure; destroying cells or tissue using an agent or substance. Mutation: An alteration in a deoxyribonucleic acid (DNA) sequence that may lead to pathologic changes in the organism. Nucleic acid: A sequence of specific biological chemicals (nucleotides) that carry genetic information; known as deoxyribonucleic acid (DNA) or ribonucleic acid (RNA). Variant: Gene that differs from the usual nucleic acid sequence due to events such as nucleotide deletions or insertions or substitutions; may cause conditions such as genetic disorders or cancer. Tips Use +0076U only for the appropriate proprietary test; report one unit of this code for a single specimen analyzed on a single date of service. Because this is an add–on code, it must be reported in conjunction with a code for a primary procedure. Some payers may pay separately for collection of the specimen; check with the appropriate payer. Make sure to distinguish various codes for CYP2D6 gene analysis, such as 81226, 0029U, 0070U, +0071U, +0072U, +0073U, +0074U, +0075U, and +0076U. Additional Info “U” codes are included in the CPT® code set to identify specific proprietary laboratory analyses (PLA) tests. PLA codes take precedence over the usual 80000 series codes for laboratory/pathology. Use this code only for the above–described test; do not report this test using any other CPT® code. PLA code descriptors follow existing code conventions when possible, and lab techniques used include multianalyte assays with algorithmic analyses (MAAA) and genomic sequencing procedures (GSP), among others. Read Less | Range Specific Guideline Proprietary laboratory analyses (PLA) codes describe proprietary clinical laboratory analyses and can be either provided by a single ("sole-source") laboratory or licensed or marketed to multiple providing laboratories (eg, cleared or approved by the Food and Drug Administration [FDA]). This subsection includes advanced diagnostic laboratory tests (ADLTs) and clinical diagnostic laboratory tests (CDLTs), as defined under the Protecting Access to Medicare Act (PAMA) of 2014. These analyses may include a range of medical laboratory tests including, but not limited to, multianalyte assays with algorithmic analyses (MAAA) and genomic sequencing procedures (GSP). The descriptor nomenclature follows, where possible, existing code conventions (eg, MAAA, GSP). Unless specifically noted, even though the Proprietary Laboratory Analyses section of the code set is located at the end of the Pathology and Laboratory section of the code set, a PLA code does not fulfill Category I code criteria. PLA codes are not required to fulfill the Category I criteria. The standards for inclusion in the PLA section are: The test must be commercially available in the United States for use on human specimens and The clinical laboratory or manufacturer that offers the test must request the code. For similar laboratory analyses that fulfill Category I criteria, see codes listed in the numeric 80000 series. When a PLA code is available to report a given proprietary laboratory service, that PLA code takes precedence. The service should not be reported with any other CPT® code(s) and other CPT® code(s) should not be used to report services that may be reported with that specific PLA code. These codes encompass all analytical services required for the analysis (eg, cell lysis, nucleic acid stabilization, extraction, digestion, amplification, hybridization and detection). For molecular analyses, additional procedures that are required prior to cell lysis (eg, microdissection [codes 88380 and 88381]) may be reported separately. Codes in this subsection are released on a quarterly basis to expedite dissemination for reporting. PLA codes will be published electronically on the AMA CPT® website (ama-assn.org/cpt-pla-codes), distributed via CPT® data files on a quarterly basis, and, at a minimum, made available in print annually in the CPT® codebook. See the Introduction section of the CPT® code set for a complete list of the dates of release and implementation. All codes that are included in this section are also included in Appendix O, with the procedure's proprietary name. In order to report a PLA code, the analysis performed must fulfill the code descriptor and must be the test represented by the proprietary name listed in Appendix O. In some instances, the descriptor language of PLA codes may be identical and the code may only be differentiated by the listed proprietary name in Appendix O. When more than one PLA has an identical descriptor, the codes will be denoted by the symbol "â™“." All PLA tests will have assigned codes in the PLA section of the code set. Any PLA coded test(s) that satisfies Category I criteria and has been accepted by the CPT® Editorial Panel will be designated by the addition of the symbol "^" to the existing PLA code and will remain in the PLA section of the code set. If a proprietary test has already been accepted for a Category I code and a code has not been published, subsequent application for a PLA code will take precedence. The code will only be placed in the PLA section. The accuracy of a PLA code is to be maintained by the original applicant, or the current owner of the test kit or laboratory performing the proprietary test. A new PLA code is required when: 1. Additional nucleic acid (DNA or RNA) and/or protein analysis(es) are added to the current PLA test, or 2. The name of the PLA test has changed in association with changes in test performance or test characteristics. The addition or modification of the therapeutic applications of the test require submission of a code change application, but it may not require a new code number. | 0001U-0599U | https://www.aapc.com/codes/cpt-codes/0076U | 2025-10-27T17:01:32.806589Z
0077U | Immunoglobulin paraprotein (M-protein), qualitative, immunoprecipitation and mass spectrometry, blood or urine, including isotype | This is a Proprietary Laboratory Analyses (PLA) code, meaning that the code applies to only one unique lab test made by a specific manufacturer or performed by a specific lab. Report code 0077U for the M–Protein Detection and Isotyping by MALDI–TOF Mass Spectrometry, developed by the Mayo Clinic Laboratory, which is a test to isolate and identify monoclonal (M–) proteins in the patient specimen to aid in diagnosing a condition of abnormal protein in the blood, called monoclonal gammopathy. Explanation The lab analyst applies the patient specimen, such as blood or urine, to an affinity matrix column (matrix–assisted laser desorption/ionization, or MALDI) to bind specific proteins, called heavy–chain and light–chain immunoglobins, and uses time–of–flight mass spectrometry (TOF–MS) to identify the isolates, which are monoclonal (M–) proteins, also called paraproteins. Although not limited to testing for a specific condition, clinicians may order this test to identify an over–abundance of specific immunoglobin(s) in the patient specimen to aid in the diagnosis of monoclonal gammopathies, which may be a precancerous condition of the blood. Terminology Monoclonal gammopathy: An increased production of one type of immunoglobulin. Tips Use this code only for the appropriate proprietary test; report one unit of this code for a single specimen analyzed on a single date of service. Some payers may pay separately for collection of the specimen; check with the appropriate payer. Additional Info “U” codes are included in the CPT® code set to identify specific proprietary laboratory analyses (PLA) tests. PLA codes take precedence over the usual 80000 series codes for laboratory/pathology. Use this code only for the above–described test; do not report this test using any other CPT® code. PLA code descriptors follow existing code conventions when possible, and lab techniques used include multianalyte assays with algorithmic analyses (MAAA) and genomic sequencing procedures (GSP), among others. Read Less | Range Specific Guideline Proprietary laboratory analyses (PLA) codes describe proprietary clinical laboratory analyses and can be either provided by a single ("sole-source") laboratory or licensed or marketed to multiple providing laboratories (eg, cleared or approved by the Food and Drug Administration [FDA]). This subsection includes advanced diagnostic laboratory tests (ADLTs) and clinical diagnostic laboratory tests (CDLTs), as defined under the Protecting Access to Medicare Act (PAMA) of 2014. These analyses may include a range of medical laboratory tests including, but not limited to, multianalyte assays with algorithmic analyses (MAAA) and genomic sequencing procedures (GSP). The descriptor nomenclature follows, where possible, existing code conventions (eg, MAAA, GSP). Unless specifically noted, even though the Proprietary Laboratory Analyses section of the code set is located at the end of the Pathology and Laboratory section of the code set, a PLA code does not fulfill Category I code criteria. PLA codes are not required to fulfill the Category I criteria. The standards for inclusion in the PLA section are: The test must be commercially available in the United States for use on human specimens and The clinical laboratory or manufacturer that offers the test must request the code. For similar laboratory analyses that fulfill Category I criteria, see codes listed in the numeric 80000 series. When a PLA code is available to report a given proprietary laboratory service, that PLA code takes precedence. The service should not be reported with any other CPT® code(s) and other CPT® code(s) should not be used to report services that may be reported with that specific PLA code. These codes encompass all analytical services required for the analysis (eg, cell lysis, nucleic acid stabilization, extraction, digestion, amplification, hybridization and detection). For molecular analyses, additional procedures that are required prior to cell lysis (eg, microdissection [codes 88380 and 88381]) may be reported separately. Codes in this subsection are released on a quarterly basis to expedite dissemination for reporting. PLA codes will be published electronically on the AMA CPT® website (ama-assn.org/cpt-pla-codes), distributed via CPT® data files on a quarterly basis, and, at a minimum, made available in print annually in the CPT® codebook. See the Introduction section of the CPT® code set for a complete list of the dates of release and implementation. All codes that are included in this section are also included in Appendix O, with the procedure's proprietary name. In order to report a PLA code, the analysis performed must fulfill the code descriptor and must be the test represented by the proprietary name listed in Appendix O. In some instances, the descriptor language of PLA codes may be identical and the code may only be differentiated by the listed proprietary name in Appendix O. When more than one PLA has an identical descriptor, the codes will be denoted by the symbol "â™“." All PLA tests will have assigned codes in the PLA section of the code set. Any PLA coded test(s) that satisfies Category I criteria and has been accepted by the CPT® Editorial Panel will be designated by the addition of the symbol "^" to the existing PLA code and will remain in the PLA section of the code set. If a proprietary test has already been accepted for a Category I code and a code has not been published, subsequent application for a PLA code will take precedence. The code will only be placed in the PLA section. The accuracy of a PLA code is to be maintained by the original applicant, or the current owner of the test kit or laboratory performing the proprietary test. A new PLA code is required when: 1. Additional nucleic acid (DNA or RNA) and/or protein analysis(es) are added to the current PLA test, or 2. The name of the PLA test has changed in association with changes in test performance or test characteristics. The addition or modification of the therapeutic applications of the test require submission of a code change application, but it may not require a new code number. | 0001U-0599U | https://www.aapc.com/codes/cpt-codes/0077U | 2025-10-27T17:01:49.786973Z
0079U | Comparative DNA analysis using multiple selected single-nucleotide polymorphisms (SNPs), urine and buccal DNA, for specimen identity verification | This is a Proprietary Laboratory Analyses (PLA) code, meaning that the code describes only one unique lab test made by a specific manufacturer or performed by a specific lab. Code 0079U describes ToxLok™ by InSource Diagnostics, which is a test to verify that a urine specimen is from the intended person by comparing DNA from the patient’s buccal (cheek) swab and urine specimen collected at the same time. Explanation The lab analyst performs all technical steps using the buccal swab and urine specimens, from extracting the nucleic acids by methods such as cell lysis and digestion, to increasing and stabilizing the quantity of nucleic acid for analysis by amplification using a method such as polymerase chain reaction (PCR), to hybridizing the amplified target genes and measuring the fluorescence signals that identify the presence of selected single–nucleotide polymorphisms (SNPs) in both patient specimens. A single unit of 0079U represents analyzing both the buccal swab and the urine specimen for selected SNPS to provide specimen identity verification. Although not limited to testing for a specific condition, clinicians may order this test to ensure urine–specimen authenticity when the clinician uses the urine for another assay, such as drug screening. Terminology Amplification: Making more copies of a desired gene for study by processes such as polymerase chain reaction (PCR) or transcription of DNA to RNA and reverse transcription from RNA to make an additional copy of the DNA. Gene: Specific nucleic acid sequence associated with a unique function in the body such as production of a specific protein. Hybridization: Forming a double–stranded DNA or RNA molecule by combining two complementary single strands, usually to identify a genetic mutation. Lysis: The act of breaking down a structure; destroying cells or tissue using an agent or substance. Mutation: An alteration in a deoxyribonucleic acid (DNA) sequence that may lead to pathologic changes in the organism. Nucleic acid: A sequence of specific biological chemicals (nucleotides) that carry genetic information; known as deoxyribonucleic acid (DNA) or ribonucleic acid (RNA). Tips Use this code only for the appropriate proprietary test; do not report this test with any other CPT® code. Report one unit of this code for a urine specimen and buccal swab analyzed on a single date for DNA analysis to authenticate the specimen. Some payers may pay separately for collection of the specimen; check with the appropriate payer. Additional Info “U” codes are included in the CPT® code set to identify specific proprietary laboratory analyses (PLA) tests. PLA codes take precedence over the usual 80000 series codes for laboratory/pathology. Use this code only for the above–described test; do not report this test using any other CPT® code. PLA code descriptors follow existing code conventions when possible, and lab techniques used include multianalyte assays with algorithmic analyses (MAAA) and genomic sequencing procedures (GSP), among others. Read Less | Range Specific Guideline Proprietary laboratory analyses (PLA) codes describe proprietary clinical laboratory analyses and can be either provided by a single ("sole-source") laboratory or licensed or marketed to multiple providing laboratories (eg, cleared or approved by the Food and Drug Administration [FDA]). This subsection includes advanced diagnostic laboratory tests (ADLTs) and clinical diagnostic laboratory tests (CDLTs), as defined under the Protecting Access to Medicare Act (PAMA) of 2014. These analyses may include a range of medical laboratory tests including, but not limited to, multianalyte assays with algorithmic analyses (MAAA) and genomic sequencing procedures (GSP). The descriptor nomenclature follows, where possible, existing code conventions (eg, MAAA, GSP). Unless specifically noted, even though the Proprietary Laboratory Analyses section of the code set is located at the end of the Pathology and Laboratory section of the code set, a PLA code does not fulfill Category I code criteria. PLA codes are not required to fulfill the Category I criteria. The standards for inclusion in the PLA section are: The test must be commercially available in the United States for use on human specimens and The clinical laboratory or manufacturer that offers the test must request the code. For similar laboratory analyses that fulfill Category I criteria, see codes listed in the numeric 80000 series. When a PLA code is available to report a given proprietary laboratory service, that PLA code takes precedence. The service should not be reported with any other CPT® code(s) and other CPT® code(s) should not be used to report services that may be reported with that specific PLA code. These codes encompass all analytical services required for the analysis (eg, cell lysis, nucleic acid stabilization, extraction, digestion, amplification, hybridization and detection). For molecular analyses, additional procedures that are required prior to cell lysis (eg, microdissection [codes 88380 and 88381]) may be reported separately. Codes in this subsection are released on a quarterly basis to expedite dissemination for reporting. PLA codes will be published electronically on the AMA CPT® website (ama-assn.org/cpt-pla-codes), distributed via CPT® data files on a quarterly basis, and, at a minimum, made available in print annually in the CPT® codebook. See the Introduction section of the CPT® code set for a complete list of the dates of release and implementation. All codes that are included in this section are also included in Appendix O, with the procedure's proprietary name. In order to report a PLA code, the analysis performed must fulfill the code descriptor and must be the test represented by the proprietary name listed in Appendix O. In some instances, the descriptor language of PLA codes may be identical and the code may only be differentiated by the listed proprietary name in Appendix O. When more than one PLA has an identical descriptor, the codes will be denoted by the symbol "â™“." All PLA tests will have assigned codes in the PLA section of the code set. Any PLA coded test(s) that satisfies Category I criteria and has been accepted by the CPT® Editorial Panel will be designated by the addition of the symbol "^" to the existing PLA code and will remain in the PLA section of the code set. If a proprietary test has already been accepted for a Category I code and a code has not been published, subsequent application for a PLA code will take precedence. The code will only be placed in the PLA section. The accuracy of a PLA code is to be maintained by the original applicant, or the current owner of the test kit or laboratory performing the proprietary test. A new PLA code is required when: 1. Additional nucleic acid (DNA or RNA) and/or protein analysis(es) are added to the current PLA test, or 2. The name of the PLA test has changed in association with changes in test performance or test characteristics. The addition or modification of the therapeutic applications of the test require submission of a code change application, but it may not require a new code number. | 0001U-0599U | https://www.aapc.com/codes/cpt-codes/0079U | 2025-10-27T17:02:07.593928Z
0080U | Oncology (lung), mass spectrometric analysis of galectin-3-binding protein and scavenger receptor cysteine-rich type 1 protein M130, with five clinical risk factors (age, smoking status, nodule diameter, nodule-spiculation status and nodule location), utilizing plasma, algorithm reported as a categorical probability of malignancy | This is a Proprietary Laboratory Analyses (PLA) code, meaning that the code applies to only one unique lab test made by a specific manufacturer or performed by a specific lab. Report 0080U for the BDX–XL2 test from Biodesix®, Inc., which analyzes blood plasma for two specific proteins, the results of which are combined with five risk factors in an algorithm to determine the likelihood of a lung nodule being benign or malignant. Explanation The lab analyst processes the blood plasma and performs the technical lab steps to evaluate the specimen using mass spectrometry for two proteins, galectin–3–binding protein and scavenger receptor cysteine–rich type 1 protein M130. The lab analyst then performs a predictive algorithm using lab test results, patient risk factors such as age and smoking, and tumor characteristics such as diameter, spiculation, and location to report whether the nodule is more likely to be benign or malignant. The test includes any analytical services to produce test results that become the raw data for the algorithmic analysis. Clinicians order this test to determine the patient's risk for malignancy when a nodule has been detected on a lung scan and possibly avoid unnecessary biopsy or other procedures. Terminology Genome: The entire genetic material of an organism, which means the entire DNA sequence. Genomic sequencing procedure: A laboratory study that uses a specialized automated instrument that determines the order of nucleotides in DNA and reports the sequence as a string of letters, which the analyst compares to a reference library of normal genomes and variant gene sequences associated with certain conditions. Mass spectrometry: A lab technique that separates the components of a sample based on their mass. Multianalyte assays with algorithmic analyses (MAAA): A set of codes generally unique to a single clinical laboratory or manufacture; they typically list all the analytic and algorithmic analysis for a type of disease, such a cancer; the type and number of analytes, such as proteins; the lab methods, such as immunoassay; the specimen type, such as blood; and the result type, such as prognostic risk score. Tips Use this code only for the appropriate proprietary test; report one unit of this code for a single specimen analyzed on a single date of service. Some payers may pay separately for collection of the specimen; check with the appropriate payer. Additional Info “U” codes are included in the CPT® code set to identify specific proprietary laboratory analyses (PLA) tests. PLA codes take precedence over the usual 80000 series codes for laboratory/pathology. Use this code only for the above–described test; do not report this test using any other CPT® code. PLA code descriptors follow existing code conventions when possible, and lab techniques used include multianalyte assays with algorithmic analyses (MAAA) and genomic sequencing procedures (GSP), among others. Read Less | Range Specific Guideline Proprietary laboratory analyses (PLA) codes describe proprietary clinical laboratory analyses and can be either provided by a single ("sole-source") laboratory or licensed or marketed to multiple providing laboratories (eg, cleared or approved by the Food and Drug Administration [FDA]). This subsection includes advanced diagnostic laboratory tests (ADLTs) and clinical diagnostic laboratory tests (CDLTs), as defined under the Protecting Access to Medicare Act (PAMA) of 2014. These analyses may include a range of medical laboratory tests including, but not limited to, multianalyte assays with algorithmic analyses (MAAA) and genomic sequencing procedures (GSP). The descriptor nomenclature follows, where possible, existing code conventions (eg, MAAA, GSP). Unless specifically noted, even though the Proprietary Laboratory Analyses section of the code set is located at the end of the Pathology and Laboratory section of the code set, a PLA code does not fulfill Category I code criteria. PLA codes are not required to fulfill the Category I criteria. The standards for inclusion in the PLA section are: The test must be commercially available in the United States for use on human specimens and The clinical laboratory or manufacturer that offers the test must request the code. For similar laboratory analyses that fulfill Category I criteria, see codes listed in the numeric 80000 series. When a PLA code is available to report a given proprietary laboratory service, that PLA code takes precedence. The service should not be reported with any other CPT® code(s) and other CPT® code(s) should not be used to report services that may be reported with that specific PLA code. These codes encompass all analytical services required for the analysis (eg, cell lysis, nucleic acid stabilization, extraction, digestion, amplification, hybridization and detection). For molecular analyses, additional procedures that are required prior to cell lysis (eg, microdissection [codes 88380 and 88381]) may be reported separately. Codes in this subsection are released on a quarterly basis to expedite dissemination for reporting. PLA codes will be published electronically on the AMA CPT® website (ama-assn.org/cpt-pla-codes), distributed via CPT® data files on a quarterly basis, and, at a minimum, made available in print annually in the CPT® codebook. See the Introduction section of the CPT® code set for a complete list of the dates of release and implementation. All codes that are included in this section are also included in Appendix O, with the procedure's proprietary name. In order to report a PLA code, the analysis performed must fulfill the code descriptor and must be the test represented by the proprietary name listed in Appendix O. In some instances, the descriptor language of PLA codes may be identical and the code may only be differentiated by the listed proprietary name in Appendix O. When more than one PLA has an identical descriptor, the codes will be denoted by the symbol "â™“." All PLA tests will have assigned codes in the PLA section of the code set. Any PLA coded test(s) that satisfies Category I criteria and has been accepted by the CPT® Editorial Panel will be designated by the addition of the symbol "^" to the existing PLA code and will remain in the PLA section of the code set. If a proprietary test has already been accepted for a Category I code and a code has not been published, subsequent application for a PLA code will take precedence. The code will only be placed in the PLA section. The accuracy of a PLA code is to be maintained by the original applicant, or the current owner of the test kit or laboratory performing the proprietary test. A new PLA code is required when: 1. Additional nucleic acid (DNA or RNA) and/or protein analysis(es) are added to the current PLA test, or 2. The name of the PLA test has changed in association with changes in test performance or test characteristics. The addition or modification of the therapeutic applications of the test require submission of a code change application, but it may not require a new code number. | 0001U-0599U | https://www.aapc.com/codes/cpt-codes/0080U | 2025-10-27T17:02:25.212444Z
0082U | Drug test(s), definitive, 90 or more drugs or substances, definitive chromatography with mass spectrometry, and presumptive, any number of drug classes, by instrument chemistry analyzer (utilizing immunoassay), urine, report of presence or absence of each drug, drug metabolite or substance with description and severity of significant interactions per date of service | This is a Proprietary Laboratory Analyses (PLA) code, meaning that the code applies to only one unique lab test made by a specific manufacturer or performed by a specific lab. Report 0082U for the NextGen Precision™ testing from Precision Diagnostics, which is a presumptive drug test via instrumented chemistry analyzers to analyze a urine specimen for the severity of possible interactions between 90 or more drugs, drug break–down products, or other substances. Explanation The lab analyst performs all the technical steps of drug screening procedure(s) to presumptively identify any number of drug classes using instrumented chemistry analysis. The lab methods that fit this code include immunoassays, such as enzyme–linked immunosorbent assay (ELISA) or other immunoassay. The testing methods also include definitive chromatography, such as gas chromatography (GC) or liquid chromatography (LC), which separates components by passing the mixture through a mobile phase in which the components move at different rates, and mass spectrometry (MS), which is a technique to identify the components and amounts of a mixture by ionizing, separating by mass to charge ratio, and detecting the components. The analyst prepares a report that includes the presence or absence of each drug, drug metabolite, or other substance with descriptions and severity of significant interactions per date of service. Clinicians order this test to determine the severity of significant interactions of 90 or more drugs, drug metabolites (break–down products), and other substances. Report this code once per date of service for the described PLA test. Terminology Chromatographic method: A method that analyzes and detects the presence of an analyte by subjecting it to a chemical mixture as a liquid or gas phase and forcing the mixture through a specially designed column, separating the mixture so a sensitive detector can identify the analyte. Genome: The entire genetic material of an organism, which means the entire DNA sequence. Genomic sequencing procedure: A laboratory study that uses a specialized automated instrument that determines the order of nucleotides in DNA and reports the sequence as a string of letters, which the analyst compares to a reference library of normal genomes and variant gene sequences associated with certain conditions. Immunoassay: A biochemical test that uses an antibody/antigen reaction to detect and possibly quantify a specific substance present in the specimen, such as blood. Mass spectrometry: A lab technique that separates the components of a sample based on their mass. Metabolite: A substance, typically a small molecule, produced during metabolism, which refers to the biological and chemical reactions that take place in the body, including those that create energy by breaking down complex molecules and those that use energy by building complex molecules. Multianalyte assays with algorithmic analyses (MAAA): A set of codes generally unique to a single clinical laboratory or manufacture; they typically list all the analytic and algorithmic analysis for a type of disease, such a cancer; the type and number of analytes, such as proteins; the lab methods, such as immunoassay; the specimen type, such as blood; and the result type, such as prognostic risk score. Tips Use this code only for the appropriate proprietary test; report one unit of this code for a single specimen analyzed on a single date of service. Some payers may pay separately for collection of the specimen; check with the appropriate payer. Additional Info “U” codes are included in the CPT® code set to identify specific proprietary laboratory analyses (PLA) tests. PLA codes take precedence over the usual 80000 series codes for laboratory/pathology. Use this code only for the above–described test; do not report this test using any other CPT® code. PLA code descriptors follow existing code conventions when possible, and lab techniques used include multianalyte assays with algorithmic analyses (MAAA) and genomic sequencing procedures (GSP), among others. Read Less | Range Specific Guideline Proprietary laboratory analyses (PLA) codes describe proprietary clinical laboratory analyses and can be either provided by a single ("sole-source") laboratory or licensed or marketed to multiple providing laboratories (eg, cleared or approved by the Food and Drug Administration [FDA]). This subsection includes advanced diagnostic laboratory tests (ADLTs) and clinical diagnostic laboratory tests (CDLTs), as defined under the Protecting Access to Medicare Act (PAMA) of 2014. These analyses may include a range of medical laboratory tests including, but not limited to, multianalyte assays with algorithmic analyses (MAAA) and genomic sequencing procedures (GSP). The descriptor nomenclature follows, where possible, existing code conventions (eg, MAAA, GSP). Unless specifically noted, even though the Proprietary Laboratory Analyses section of the code set is located at the end of the Pathology and Laboratory section of the code set, a PLA code does not fulfill Category I code criteria. PLA codes are not required to fulfill the Category I criteria. The standards for inclusion in the PLA section are: The test must be commercially available in the United States for use on human specimens and The clinical laboratory or manufacturer that offers the test must request the code. For similar laboratory analyses that fulfill Category I criteria, see codes listed in the numeric 80000 series. When a PLA code is available to report a given proprietary laboratory service, that PLA code takes precedence. The service should not be reported with any other CPT® code(s) and other CPT® code(s) should not be used to report services that may be reported with that specific PLA code. These codes encompass all analytical services required for the analysis (eg, cell lysis, nucleic acid stabilization, extraction, digestion, amplification, hybridization and detection). For molecular analyses, additional procedures that are required prior to cell lysis (eg, microdissection [codes 88380 and 88381]) may be reported separately. Codes in this subsection are released on a quarterly basis to expedite dissemination for reporting. PLA codes will be published electronically on the AMA CPT® website (ama-assn.org/cpt-pla-codes), distributed via CPT® data files on a quarterly basis, and, at a minimum, made available in print annually in the CPT® codebook. See the Introduction section of the CPT® code set for a complete list of the dates of release and implementation. All codes that are included in this section are also included in Appendix O, with the procedure's proprietary name. In order to report a PLA code, the analysis performed must fulfill the code descriptor and must be the test represented by the proprietary name listed in Appendix O. In some instances, the descriptor language of PLA codes may be identical and the code may only be differentiated by the listed proprietary name in Appendix O. When more than one PLA has an identical descriptor, the codes will be denoted by the symbol "â™“." All PLA tests will have assigned codes in the PLA section of the code set. Any PLA coded test(s) that satisfies Category I criteria and has been accepted by the CPT® Editorial Panel will be designated by the addition of the symbol "^" to the existing PLA code and will remain in the PLA section of the code set. If a proprietary test has already been accepted for a Category I code and a code has not been published, subsequent application for a PLA code will take precedence. The code will only be placed in the PLA section. The accuracy of a PLA code is to be maintained by the original applicant, or the current owner of the test kit or laboratory performing the proprietary test. A new PLA code is required when: 1. Additional nucleic acid (DNA or RNA) and/or protein analysis(es) are added to the current PLA test, or 2. The name of the PLA test has changed in association with changes in test performance or test characteristics. The addition or modification of the therapeutic applications of the test require submission of a code change application, but it may not require a new code number. | 0001U-0599U | https://www.aapc.com/codes/cpt-codes/0082U | 2025-10-27T17:02:42.963983Z
0083U | Oncology, response to chemotherapy drugs using motility contrast tomography, fresh or frozen tissue, reported as likelihood of sensitivity or resistance to drugs or drug combinations | This is a Proprietary Laboratory Analyses (PLA) code, meaning that the code applies to only one unique lab test made by a specific manufacturer or performed by a specific lab. Report 0083U for the Onco4D™ test from Animated Dynamics, Inc., which uses motility contrast tomography of fresh or frozen tissue to determine whether a patient's cancer will be sensitive to or resistant to a chemotherapy drug or combination of drugs. Explanation Motility contrast imaging (MCI) is a type of biodynamic imaging (BDI) technology that penetrates through tissue layers and provides a 3D rendering of cell activity. MCI can identify quiescent (inactive), apoptotic (dying), and necrotic (dead) regions in the tissue sample. The technician places samples of tissue from a biopsy in a multiwall plate and exposes them to various drugs. He shines LED light into the middle of the tissue, and motility contrast imaging captures the scattered light coming off and creates a 3D color image. The colors indicate the responsiveness of the cancer cells to the drugs tested. Clinicians may use the information obtained from MCI to choose chemotherapy regimens for various cancers, such as for ovarian, breast, bladder, and esophageal cancer and avoid ineffective treatments. Current chemotherapy regimens are based on a type of trial–and–error method and experience of success with certain treatments for certain cancers but are not specific to how an individual patient may respond. Many patients do not respond as expected. This test helps predict which treatments are better for individual patients. Terminology Genome: The entire genetic material of an organism, which means the entire DNA sequence. Genomic sequencing procedure: A laboratory study that uses a specialized automated instrument that determines the order of nucleotides in DNA and reports the sequence as a string of letters, which the analyst compares to a reference library of normal genomes and variant gene sequences associated with certain conditions. Multianalyte assays with algorithmic analyses (MAAA): A set of codes generally unique to a single clinical laboratory or manufacture; they typically list all the analytic and algorithmic analysis for a type of disease, such a cancer; the type and number of analytes, such as proteins; the lab methods, such as immunoassay; the specimen type, such as blood; and the result type, such as prognostic risk score. Tips Use this code only for the appropriate proprietary test; report one unit of this code for a single specimen analyzed on a single date of service. Some payers may pay separately for collection of the specimen; check with the appropriate payer. Additional Info “U” codes are included in the CPT® code set to identify specific proprietary laboratory analyses (PLA) tests. PLA codes take precedence over the usual 80000 series codes for laboratory/pathology. Use this code only for the above–described test; do not report this test using any other CPT® code. PLA code descriptors follow existing code conventions when possible, and lab techniques used include multianalyte assays with algorithmic analyses (MAAA) and genomic sequencing procedures (GSP), among others. Read Less | Range Specific Guideline Proprietary laboratory analyses (PLA) codes describe proprietary clinical laboratory analyses and can be either provided by a single ("sole-source") laboratory or licensed or marketed to multiple providing laboratories (eg, cleared or approved by the Food and Drug Administration [FDA]). This subsection includes advanced diagnostic laboratory tests (ADLTs) and clinical diagnostic laboratory tests (CDLTs), as defined under the Protecting Access to Medicare Act (PAMA) of 2014. These analyses may include a range of medical laboratory tests including, but not limited to, multianalyte assays with algorithmic analyses (MAAA) and genomic sequencing procedures (GSP). The descriptor nomenclature follows, where possible, existing code conventions (eg, MAAA, GSP). Unless specifically noted, even though the Proprietary Laboratory Analyses section of the code set is located at the end of the Pathology and Laboratory section of the code set, a PLA code does not fulfill Category I code criteria. PLA codes are not required to fulfill the Category I criteria. The standards for inclusion in the PLA section are: The test must be commercially available in the United States for use on human specimens and The clinical laboratory or manufacturer that offers the test must request the code. For similar laboratory analyses that fulfill Category I criteria, see codes listed in the numeric 80000 series. When a PLA code is available to report a given proprietary laboratory service, that PLA code takes precedence. The service should not be reported with any other CPT® code(s) and other CPT® code(s) should not be used to report services that may be reported with that specific PLA code. These codes encompass all analytical services required for the analysis (eg, cell lysis, nucleic acid stabilization, extraction, digestion, amplification, hybridization and detection). For molecular analyses, additional procedures that are required prior to cell lysis (eg, microdissection [codes 88380 and 88381]) may be reported separately. Codes in this subsection are released on a quarterly basis to expedite dissemination for reporting. PLA codes will be published electronically on the AMA CPT® website (ama-assn.org/cpt-pla-codes), distributed via CPT® data files on a quarterly basis, and, at a minimum, made available in print annually in the CPT® codebook. See the Introduction section of the CPT® code set for a complete list of the dates of release and implementation. All codes that are included in this section are also included in Appendix O, with the procedure's proprietary name. In order to report a PLA code, the analysis performed must fulfill the code descriptor and must be the test represented by the proprietary name listed in Appendix O. In some instances, the descriptor language of PLA codes may be identical and the code may only be differentiated by the listed proprietary name in Appendix O. When more than one PLA has an identical descriptor, the codes will be denoted by the symbol "â™“." All PLA tests will have assigned codes in the PLA section of the code set. Any PLA coded test(s) that satisfies Category I criteria and has been accepted by the CPT® Editorial Panel will be designated by the addition of the symbol "^" to the existing PLA code and will remain in the PLA section of the code set. If a proprietary test has already been accepted for a Category I code and a code has not been published, subsequent application for a PLA code will take precedence. The code will only be placed in the PLA section. The accuracy of a PLA code is to be maintained by the original applicant, or the current owner of the test kit or laboratory performing the proprietary test. A new PLA code is required when: 1. Additional nucleic acid (DNA or RNA) and/or protein analysis(es) are added to the current PLA test, or 2. The name of the PLA test has changed in association with changes in test performance or test characteristics. The addition or modification of the therapeutic applications of the test require submission of a code change application, but it may not require a new code number. | 0001U-0599U | https://www.aapc.com/codes/cpt-codes/0083U | 2025-10-27T17:03:00.666018Z
0084U | Red blood cell antigen typing, DNA, genotyping of 10 blood groups with phenotype prediction of 37 red blood cell antigens | This is a Proprietary Laboratory Analyses (PLA) code, meaning that the code applies to only one unique lab test made by a specific manufacturer or performed by a specific lab. Report 0084U for the BLOODchip®ID CORE XT™ test from Grifols Diagnostic Solutions Inc., which is a molecular–based assay to identify blood donor and recipient red blood cell (RBC) antigen phenotypes to help determine blood compatibility. It tests for 10 blood groups and predicts 37 human erythrocyte antigen phenotypes. Explanation This test uses a proprietary multiplexed molecular polymerase chain reaction (PCR) amplification assay of polymorphisms technology to identify the presence or absence of the selected alleles associated with a given phenotype (specific observable trait). Allele–specific probes attached to color–coded microspheres hybridize (combine) specifically to the labeled PCR products, and fluorescent labeling allows detection and quantification (counting) of the hybridization signal. A separate proprietary imaging system is used to capture the fluorescent signal from individual DNA strands, which is compared to a library of phenotypes. Software is used to analyze the raw data and generate assay results. The test analyzes a whole blood specimen for a total of 10 blood groups – RhCE, Kell, Kidd, Duffy, MNS, Diego, Dombrock, Colton, Cartwright, and Lutheran – for 37 RBC antigens. Clinicians order this test for patients who need repeated blood transfusions to make sure the recipient blood type and antigens are compatible with the donor. Human blood groups are classified based on the antigens on the surfaces of RBCs. There are many groups, but the primary grouping is for blood types A, B, O, and AB, depending on the presence or absence of A and B antigens. In addition to ABO incompatibility, some people develop antibodies to non–ABO antigens, such as Rh antigens, especially patients who need frequent transfusions, such as those with sickle cell anemia, who are more likely to have a transfusion reaction not only to an incompatible ABO blood type but to blood with non–ABO antigens. Terminology ABO incompatibility: An abnormal transfusion reaction between blood cells of incompatible blood types A, B, AB or O, resulting in destruction of blood cells and the formation of clumps. Algorithm: A specific set of step–by–step calculations using defined inputs at each step to produce a useful output; for multianalyte assays with algorithmic analyses (MAAA), the output involves some sort of diagnostic or prognostic information about treatment options or disease outcomes. Allele: Specific variant version of a gene at a specific locus. Amplification: Making more copies of a desired gene for study by processes such as polymerase chain reaction (PCR) or transcription of DNA to RNA and reverse transcription from RNA to make an additional copy of the DNA. Antibody: A protein produced by the body as an immune–system response to a specific antigen, such as a bacteria or foreign substance; lab tests may utilize reactions between antibodies and antigens to identify a substance in a patient specimen; may also be referred to as immunoglobulin. Antigen: A foreign substance that the body reacts to with an immune response, such as producing a specific antibody; lab tests may utilize reactions between antibodies and antigens to identify a substance in a patient specimen. Blood group: A set of human red blood cell antigens that can determine compatibility in transfusion; the best known groups are the ABO system and the Rh system. Erythrocyte: Also known as red blood cells (RBCs), erythrocytes contain hemoglobin, which carries oxygen throughout the body, and make up one of the three main components of blood. Fluorescent antibody test: A laboratory test in which a fluorescent agent, a substance which absorbs and emits light, is added to a specimen to detect the antigen–antibody complex using a special microscope. Genome: The entire genetic material of an organism, which means the entire DNA sequence. Genomic Sequencing Procedures (GSPs): Tests that use germline or neoplastic specimens to simultaneously analyze DNA or RNA sequences, typically for a combination of many genes or even an entire exome or genome. The tests often employ technology such as next generation sequencing (NGS) to identify changes to nucleic acid sequences or possibly other variations such as copy number or chromosomal structure, and then use bioinformatics to compare the findings to known genetic changes relevant to a specific clinical condition. Hybridization: Forming a double–stranded DNA or RNA molecule by combining two complementary single strands, usually to identify a genetic mutation. Multianalyte assays with algorithmic analyses (MAAA): A set of codes generally unique to a single clinical laboratory or manufacture; they typically list all the analytic and algorithmic analysis for a type of disease, such a cancer; the type and number of analytes, such as proteins; the lab methods, such as immunoassay; the specimen type, such as blood; and the result type, such as prognostic risk score. Polymerase chain reaction (PCR): A rapid technique for making more copies (amplifying) of a DNA or RNA sequence used in the laboratory. Polymorphisms: Literally, many forms; it can refer to variations in species or stages of development; in genetics, it refers to variations in DNA due to selection and mutation. Sickle cell disease: A group of inherited red blood cell (RBC) disorders caused by an abnormal protein in the RBCs that gives the cells a curved sickle shape and results in RBC death with anemia and other complications. Tips Use this code only for the appropriate proprietary test; report one unit of this code for a single specimen analyzed on a single date of service. For the proprietary PreciseType® HEA red blood cell antigen typing test by Immucor, Inc., see 0001U. Some payers may pay separately for collection of the specimen; check with the appropriate payer. Additional Info “U” codes are included in the CPT® code set to identify specific proprietary laboratory analyses (PLA) tests. PLA codes take precedence over the usual 80000 series codes for laboratory/pathology. Use this code only for the above–described test; do not report this test using any other CPT® code. PLA code descriptors follow existing code conventions when possible, and lab techniques used include multianalyte assays with algorithmic analyses (MAAA) and genomic sequencing procedures (GSP), among others. Read Less | Range Specific Guideline Proprietary laboratory analyses (PLA) codes describe proprietary clinical laboratory analyses and can be either provided by a single ("sole-source") laboratory or licensed or marketed to multiple providing laboratories (eg, cleared or approved by the Food and Drug Administration [FDA]). This subsection includes advanced diagnostic laboratory tests (ADLTs) and clinical diagnostic laboratory tests (CDLTs), as defined under the Protecting Access to Medicare Act (PAMA) of 2014. These analyses may include a range of medical laboratory tests including, but not limited to, multianalyte assays with algorithmic analyses (MAAA) and genomic sequencing procedures (GSP). The descriptor nomenclature follows, where possible, existing code conventions (eg, MAAA, GSP). Unless specifically noted, even though the Proprietary Laboratory Analyses section of the code set is located at the end of the Pathology and Laboratory section of the code set, a PLA code does not fulfill Category I code criteria. PLA codes are not required to fulfill the Category I criteria. The standards for inclusion in the PLA section are: The test must be commercially available in the United States for use on human specimens and The clinical laboratory or manufacturer that offers the test must request the code. For similar laboratory analyses that fulfill Category I criteria, see codes listed in the numeric 80000 series. When a PLA code is available to report a given proprietary laboratory service, that PLA code takes precedence. The service should not be reported with any other CPT® code(s) and other CPT® code(s) should not be used to report services that may be reported with that specific PLA code. These codes encompass all analytical services required for the analysis (eg, cell lysis, nucleic acid stabilization, extraction, digestion, amplification, hybridization and detection). For molecular analyses, additional procedures that are required prior to cell lysis (eg, microdissection [codes 88380 and 88381]) may be reported separately. Codes in this subsection are released on a quarterly basis to expedite dissemination for reporting. PLA codes will be published electronically on the AMA CPT® website (ama-assn.org/cpt-pla-codes), distributed via CPT® data files on a quarterly basis, and, at a minimum, made available in print annually in the CPT® codebook. See the Introduction section of the CPT® code set for a complete list of the dates of release and implementation. All codes that are included in this section are also included in Appendix O, with the procedure's proprietary name. In order to report a PLA code, the analysis performed must fulfill the code descriptor and must be the test represented by the proprietary name listed in Appendix O. In some instances, the descriptor language of PLA codes may be identical and the code may only be differentiated by the listed proprietary name in Appendix O. When more than one PLA has an identical descriptor, the codes will be denoted by the symbol "â™“." All PLA tests will have assigned codes in the PLA section of the code set. Any PLA coded test(s) that satisfies Category I criteria and has been accepted by the CPT® Editorial Panel will be designated by the addition of the symbol "^" to the existing PLA code and will remain in the PLA section of the code set. If a proprietary test has already been accepted for a Category I code and a code has not been published, subsequent application for a PLA code will take precedence. The code will only be placed in the PLA section. The accuracy of a PLA code is to be maintained by the original applicant, or the current owner of the test kit or laboratory performing the proprietary test. A new PLA code is required when: 1. Additional nucleic acid (DNA or RNA) and/or protein analysis(es) are added to the current PLA test, or 2. The name of the PLA test has changed in association with changes in test performance or test characteristics. The addition or modification of the therapeutic applications of the test require submission of a code change application, but it may not require a new code number. | 0001U-0599U | https://www.aapc.com/codes/cpt-codes/0084U | 2025-10-27T17:03:18.831092Z
0086U | Infectious disease (bacterial and fungal), organism identification, blood culture, using rRNA FISH, 6 or more organism targets, reported as positive or negative with phenotypic minimum inhibitory concentration (MIC)-based antimicrobial susceptibility | This is a Proprietary Laboratory Analyses (PLA) code, meaning that the code applies to only one unique lab test made by a specific manufacturer or performed by a specific lab. Report 0086U for the Accelerate PhenoTest™ BC kit from Accelerate Diagnostics, Inc., which uses rRNA FISH analysis of positive blood culture specimens to identify and determine susceptibility or resistance of 6 or more organisms to specific antimicrobial agents (antibiotics). Explanation The analyst performs a multiplexed diagnostic test using qualitative FISH probes targeting organism–specific ribosomal RNA sequences (rRNA FISH analysis) to identify multiple Gram–positive and Gram–negative bacterial and fungal organisms, followed by quantitative susceptibility testing of the detected organisms to various antimicrobials (antibiotics). The analyst applies a special stain that includes an RNA probe, which selectively attaches (hybridizes) to a target segment of RNA in the specimen. The probe includes some kind of marker, often a fluorescent molecule, which can be analyzed with a fluorescence microscope to detect and localize the target in the specimen (fluorescence in situ hybridization, or FISH). Fluorescence describes a substance that absorbs and emits light. Methicillin–resistance (Staph aureus, S. lugdunensis, coagulase–negative staphylococci) and macrolide–lincosamide–streptogramin B (MLSb) resistance (S. lugdunensis and coagulase–negative staphylococci) phenotypes are reported based on qualitative tests. PhenoTest™ BC kit results are reported in conjunction with Gram stain results. Clinicians order this test to aid in the diagnosis of bacteremia (infection of the blood by bacteria) and fungemia (infection of the blood by fungi) and to determine susceptibility or resistance of specific pathogenic bacteria to methicillin and macrolide–lincosamide–streptogramin B (MLSb) antibiotics. Terminology Algorithm: A specific set of step–by–step calculations using defined inputs at each step to produce a useful output; for multianalyte assays with algorithmic analyses (MAAA), the output involves some sort of diagnostic or prognostic information about treatment options or disease outcomes. Genome: The entire genetic material of an organism, which means the entire DNA sequence. Genomic Sequencing Procedures (GSPs): Tests that use germline or neoplastic specimens to simultaneously analyze DNA or RNA sequences, typically for a combination of many genes or even an entire exome or genome; the tests often employ techniques such as next–generation sequencing (NGS) to identify changes to nucleic acid sequences or possibly other variations such as copy number or chromosomal structure, and then use bioinformatics to compare the findings to known genetic changes relevant to a specific clinical condition. Gram–negative bacteria: Bacteria that stain a pink color when treated with a Gram stain, these bacteria have cell walls that are two–layered and are often resistant to new antibiotics; some common gram–negative bacteria include Klebsiella, Acinetobacter, Pseudomonas aeruginosa, and Escherichia coli. Gram–positive bacteria: Bacteria that stain blue or purple when treated with a Gram stain, these bacteria are more susceptible to antibiotics; some common gram–positive bacteria include Staphylococcus aureus and Streptococcus pneumoniae. Gram stain: A laboratory test that identifies bacteria by how they react to certain stains, which helps determine which antibiotics to use to eradicate the bacteria. Multianalyte assays with algorithmic analyses (MAAA): A set of codes generally unique to a single clinical laboratory or manufacture; they typically list all the analytic and algorithmic analysis for a type of disease, such cancer; the type and number of analytes, such as proteins; the lab methods, such as immunoassay; the specimen type, such as blood; and the result type, such as prognostic risk score. Tips Use this code only for the appropriate proprietary test; report one unit of this code for a single specimen analyzed on a single date of service. Some payers may pay separately for collection of the specimen; check with the appropriate payer. Additional Info “U” codes are included in the CPT® code set to identify specific proprietary laboratory analyses (PLA) tests. PLA codes take precedence over the usual 80000 series codes for laboratory/pathology. Use this code only for the above–described test; do not report this test using any other CPT® code. PLA code descriptors follow existing code conventions when possible, and lab techniques used include multianalyte assays with algorithmic analyses (MAAA) and genomic sequencing procedures (GSP), among others. Read Less | Range Specific Guideline Proprietary laboratory analyses (PLA) codes describe proprietary clinical laboratory analyses and can be either provided by a single ("sole-source") laboratory or licensed or marketed to multiple providing laboratories (eg, cleared or approved by the Food and Drug Administration [FDA]). This subsection includes advanced diagnostic laboratory tests (ADLTs) and clinical diagnostic laboratory tests (CDLTs), as defined under the Protecting Access to Medicare Act (PAMA) of 2014. These analyses may include a range of medical laboratory tests including, but not limited to, multianalyte assays with algorithmic analyses (MAAA) and genomic sequencing procedures (GSP). The descriptor nomenclature follows, where possible, existing code conventions (eg, MAAA, GSP). Unless specifically noted, even though the Proprietary Laboratory Analyses section of the code set is located at the end of the Pathology and Laboratory section of the code set, a PLA code does not fulfill Category I code criteria. PLA codes are not required to fulfill the Category I criteria. The standards for inclusion in the PLA section are: The test must be commercially available in the United States for use on human specimens and The clinical laboratory or manufacturer that offers the test must request the code. For similar laboratory analyses that fulfill Category I criteria, see codes listed in the numeric 80000 series. When a PLA code is available to report a given proprietary laboratory service, that PLA code takes precedence. The service should not be reported with any other CPT® code(s) and other CPT® code(s) should not be used to report services that may be reported with that specific PLA code. These codes encompass all analytical services required for the analysis (eg, cell lysis, nucleic acid stabilization, extraction, digestion, amplification, hybridization and detection). For molecular analyses, additional procedures that are required prior to cell lysis (eg, microdissection [codes 88380 and 88381]) may be reported separately. Codes in this subsection are released on a quarterly basis to expedite dissemination for reporting. PLA codes will be published electronically on the AMA CPT® website (ama-assn.org/cpt-pla-codes), distributed via CPT® data files on a quarterly basis, and, at a minimum, made available in print annually in the CPT® codebook. See the Introduction section of the CPT® code set for a complete list of the dates of release and implementation. All codes that are included in this section are also included in Appendix O, with the procedure's proprietary name. In order to report a PLA code, the analysis performed must fulfill the code descriptor and must be the test represented by the proprietary name listed in Appendix O. In some instances, the descriptor language of PLA codes may be identical and the code may only be differentiated by the listed proprietary name in Appendix O. When more than one PLA has an identical descriptor, the codes will be denoted by the symbol "â™“." All PLA tests will have assigned codes in the PLA section of the code set. Any PLA coded test(s) that satisfies Category I criteria and has been accepted by the CPT® Editorial Panel will be designated by the addition of the symbol "^" to the existing PLA code and will remain in the PLA section of the code set. If a proprietary test has already been accepted for a Category I code and a code has not been published, subsequent application for a PLA code will take precedence. The code will only be placed in the PLA section. The accuracy of a PLA code is to be maintained by the original applicant, or the current owner of the test kit or laboratory performing the proprietary test. A new PLA code is required when: 1. Additional nucleic acid (DNA or RNA) and/or protein analysis(es) are added to the current PLA test, or 2. The name of the PLA test has changed in association with changes in test performance or test characteristics. The addition or modification of the therapeutic applications of the test require submission of a code change application, but it may not require a new code number. | 0001U-0599U | https://www.aapc.com/codes/cpt-codes/0086U | 2025-10-27T17:03:36.567827Z
0087U | Cardiology (heart transplant), mRNA gene expression profiling by microarray of 1283 genes, transplant biopsy tissue, allograft rejection and injury algorithm reported as a probability score | This is a Proprietary Laboratory Analyses (PLA) code, meaning that the code applies to only one unique lab test made by a specific manufacturer or performed by a specific lab. Report 0087U for the Molecular Microscope® MMDx—Heart test from Kashi Clinical Laboratories, which measures mRNA levels in transplanted heart biopsy tissue and compares the results to a large reference library to determine the reason for transplant organ failure. Explanation The lab analyst performs lab tests to profile 1283 genes using formalin–fixed paraffin–embedded tissue (FFPE) from a transplanted heart. The lab analyst uses a method called a microarray, or gene "chip", which has DNA spots on a solid surface that will join (hybridize) with the specimen mRNA, providing a profile of gene expression in the tissue sample. The lab analyst inputs these test results, along with specific patient data, into a computer program to analyze the data using a specific algorithm and reports a score for the likelihood of organ rejection. Each multianalyte assay with algorithmic analysis (MAAA) test includes all analytical services to produce test results that become the raw data for the algorithmic analysis. Specific genes are activated in a transplanted organ and produce unique patterns of mRNA according to the risk or severity of organ rejection and injury. The Molecular Microscope® MMDx microarray identifies these patterns and compares them to thousands of variants in a reference library. The variants correlate to whether transplanted organ rejection is antibody– or T–cell–mediated. Clinicians order this test to determine whether transplant organ failure is the result of infection, recurrent underlying disease, drug toxicity, T–cell mediated rejection, or antibody–mediated rejection, and to create a treatment plan to address the specific cause of rejection. Terminology Algorithm: A specific set of step–by–step calculations using defined inputs at each step to produce a useful output; for multianalyte assays with algorithmic analyses (MAAA), the output involves some sort of diagnostic or prognostic information about treatment options or disease outcomes. Genome: The entire genetic material of an organism, which means the entire DNA sequence. Genomic Sequencing Procedures (GSPs): Tests that use germline or neoplastic specimens to simultaneously analyze DNA or RNA sequences, typically for a combination of many genes or even an entire exome or genome; the tests often employ technology such as next generation sequencing (NGS) to identify changes to nucleic acid sequences or possibly other variations such as copy number or chromosomal structure, and then use bioinformatics to compare the findings to known genetic changes relevant to a specific clinical condition. Multianalyte assays with algorithmic analyses (MAAA): A set of codes generally unique to a single clinical laboratory or manufacture; they typically list all the analytic and algorithmic analysis for a type of disease, such a cancer; the type and number of analytes, such as proteins; the lab methods, such as immunoassay; the specimen type, such as blood; and the result type, such as prognostic risk score. Ribonucleic acid (RNA): One of the essential building blocks of life, along with deoxyribonucleic acid (DNA) and proteins; RNA acts as a messenger (mRNA), carrying genetic information from DNA to proteins, helps regulate cellular processes, and, like enzymes, can speed up chemical reactions; RNA, rather than DNA, carries genetic information in some important viruses. Tips Use this code only for the appropriate proprietary test; report one unit of this code for a single specimen analyzed on a single date of service. For a non–proprietary mRNA gene expression profiling by real–time quantitative PCR of 20 genes using peripheral blood to determine risk of heart transplant rejection, see 81595. Additional Info “U” codes are included in the CPT® code set to identify specific proprietary laboratory analyses (PLA) tests. PLA codes take precedence over the usual 80000 series codes for laboratory/pathology. Use this code only for the above–described test; do not report this test using any other CPT® code. PLA code descriptors follow existing code conventions when possible, and lab techniques used include multianalyte assays with algorithmic analyses (MAAA) and genomic sequencing procedures (GSP), among others. Read Less | Range Specific Guideline Proprietary laboratory analyses (PLA) codes describe proprietary clinical laboratory analyses and can be either provided by a single ("sole-source") laboratory or licensed or marketed to multiple providing laboratories (eg, cleared or approved by the Food and Drug Administration [FDA]). This subsection includes advanced diagnostic laboratory tests (ADLTs) and clinical diagnostic laboratory tests (CDLTs), as defined under the Protecting Access to Medicare Act (PAMA) of 2014. These analyses may include a range of medical laboratory tests including, but not limited to, multianalyte assays with algorithmic analyses (MAAA) and genomic sequencing procedures (GSP). The descriptor nomenclature follows, where possible, existing code conventions (eg, MAAA, GSP). Unless specifically noted, even though the Proprietary Laboratory Analyses section of the code set is located at the end of the Pathology and Laboratory section of the code set, a PLA code does not fulfill Category I code criteria. PLA codes are not required to fulfill the Category I criteria. The standards for inclusion in the PLA section are: The test must be commercially available in the United States for use on human specimens and The clinical laboratory or manufacturer that offers the test must request the code. For similar laboratory analyses that fulfill Category I criteria, see codes listed in the numeric 80000 series. When a PLA code is available to report a given proprietary laboratory service, that PLA code takes precedence. The service should not be reported with any other CPT® code(s) and other CPT® code(s) should not be used to report services that may be reported with that specific PLA code. These codes encompass all analytical services required for the analysis (eg, cell lysis, nucleic acid stabilization, extraction, digestion, amplification, hybridization and detection). For molecular analyses, additional procedures that are required prior to cell lysis (eg, microdissection [codes 88380 and 88381]) may be reported separately. Codes in this subsection are released on a quarterly basis to expedite dissemination for reporting. PLA codes will be published electronically on the AMA CPT® website (ama-assn.org/cpt-pla-codes), distributed via CPT® data files on a quarterly basis, and, at a minimum, made available in print annually in the CPT® codebook. See the Introduction section of the CPT® code set for a complete list of the dates of release and implementation. All codes that are included in this section are also included in Appendix O, with the procedure's proprietary name. In order to report a PLA code, the analysis performed must fulfill the code descriptor and must be the test represented by the proprietary name listed in Appendix O. In some instances, the descriptor language of PLA codes may be identical and the code may only be differentiated by the listed proprietary name in Appendix O. When more than one PLA has an identical descriptor, the codes will be denoted by the symbol "â™“." All PLA tests will have assigned codes in the PLA section of the code set. Any PLA coded test(s) that satisfies Category I criteria and has been accepted by the CPT® Editorial Panel will be designated by the addition of the symbol "^" to the existing PLA code and will remain in the PLA section of the code set. If a proprietary test has already been accepted for a Category I code and a code has not been published, subsequent application for a PLA code will take precedence. The code will only be placed in the PLA section. The accuracy of a PLA code is to be maintained by the original applicant, or the current owner of the test kit or laboratory performing the proprietary test. A new PLA code is required when: 1. Additional nucleic acid (DNA or RNA) and/or protein analysis(es) are added to the current PLA test, or 2. The name of the PLA test has changed in association with changes in test performance or test characteristics. The addition or modification of the therapeutic applications of the test require submission of a code change application, but it may not require a new code number. | 0001U-0599U | https://www.aapc.com/codes/cpt-codes/0087U | 2025-10-27T17:03:54.782895Z
0088U | Transplantation medicine (kidney allograft rejection), microarray gene expression profiling of 1494 genes, utilizing transplant biopsy tissue, algorithm reported as a probability score for rejection | This is a Proprietary Laboratory Analyses (PLA) code, meaning that the code applies to only one unique lab test made by a specific manufacturer or performed by a specific lab. Report 0088U for the Molecular Microscope® MMDx–Kidney test from Kashi Clinical Laboratories, which evaluates 1494 genes in transplanted kidney biopsy tissue and compares the results to a large reference library to determine the risk of transplant organ failure. Explanation The lab analyst performs lab tests to profile 1494 genes using formalin–fixed paraffin–embedded (FFPE)tissue from a transplanted kidney. The lab analyst uses a method called a microarray, or gene "chip", which has DNA spots on a solid surface that will join (hybridize) with the specimen mRNA, providing a profile of gene expression in the tissue sample. The lab analyst inputs these test results, along with specific patient data, into a computer program to analyze the data using a specific algorithm and reports a score for the likelihood of organ rejection. Each multianalyte assay with algorithmic analysis (MAAA) test includes all analytical services to produce test results that become the raw data for the algorithmic analysis. Specific genes are activated in a transplanted organ and produce unique patterns of mRNA according to the risk or severity of organ rejection and injury. The Molecular Microscope® MMDx microarray identifies these patterns and compares them to thousands of variants in a reference library. The variants correlate to whether transplanted organ rejection is antibody– or T–cell–mediated. Clinicians order this test to determine whether transplant organ failure is the result of infection, recurrent underlying disease, drug toxicity, T–cell mediated rejection, or antibody–mediated rejection and to create a treatment plan to address the specific cause of rejection. Terminology Algorithm: A specific set of step–by–step calculations using defined inputs at each step to produce a useful output; for multianalyte assays with algorithmic analyses (MAAA), the output involves some sort of diagnostic or prognostic information about treatment options or disease outcomes. Allograft: A tissue graft harvested from one person for another; donors include cadavers and living individuals related or unrelated to the recipient; also known as an allogeneic graft or homograft. Genome: The entire genetic material of an organism, which means the entire DNA sequence. Genomic Sequencing Procedures (GSPs): Tests that use germline or neoplastic specimens to simultaneously analyze DNA or RNA sequences, typically for a combination of many genes or even an entire exome or genome; the tests often employ technology such as next generation sequencing (NGS) to identify changes to nucleic acid sequences or possibly other variations such as copy number or chromosomal structure, and then use bioinformatics to compare the findings to known genetic changes relevant to a specific clinical condition. Multianalyte assays with algorithmic analyses (MAAA): A set of codes generally unique to a single clinical laboratory or manufacture; they typically list all the analytic and algorithmic analysis for a type of disease, such a cancer; the type and number of analytes, such as proteins; the lab methods, such as immunoassay; the specimen type, such as blood; and the result type, such as prognostic risk score. Ribonucleic acid (RNA): One of the essential building blocks of life, along with deoxyribonucleic acid (DNA) and proteins; RNA acts as a messenger (mRNA), carrying genetic information from DNA to proteins, helps regulate cellular processes, and, like enzymes, can speed up chemical reactions; RNA, rather than DNA, carries genetic information in some important viruses. Tips Use this code only for the appropriate proprietary test; report one unit of this code for a single specimen analyzed on a single date of service. Additional Info “U” codes are included in the CPT® code set to identify specific proprietary laboratory analyses (PLA) tests. PLA codes take precedence over the usual 80000 series codes for laboratory/pathology. Use this code only for the above–described test; do not report this test using any other CPT® code. PLA code descriptors follow existing code conventions when possible, and lab techniques used include multianalyte assays with algorithmic analyses (MAAA) and genomic sequencing procedures (GSP), among others. Read Less | Range Specific Guideline Proprietary laboratory analyses (PLA) codes describe proprietary clinical laboratory analyses and can be either provided by a single ("sole-source") laboratory or licensed or marketed to multiple providing laboratories (eg, cleared or approved by the Food and Drug Administration [FDA]). This subsection includes advanced diagnostic laboratory tests (ADLTs) and clinical diagnostic laboratory tests (CDLTs), as defined under the Protecting Access to Medicare Act (PAMA) of 2014. These analyses may include a range of medical laboratory tests including, but not limited to, multianalyte assays with algorithmic analyses (MAAA) and genomic sequencing procedures (GSP). The descriptor nomenclature follows, where possible, existing code conventions (eg, MAAA, GSP). Unless specifically noted, even though the Proprietary Laboratory Analyses section of the code set is located at the end of the Pathology and Laboratory section of the code set, a PLA code does not fulfill Category I code criteria. PLA codes are not required to fulfill the Category I criteria. The standards for inclusion in the PLA section are: The test must be commercially available in the United States for use on human specimens and The clinical laboratory or manufacturer that offers the test must request the code. For similar laboratory analyses that fulfill Category I criteria, see codes listed in the numeric 80000 series. When a PLA code is available to report a given proprietary laboratory service, that PLA code takes precedence. The service should not be reported with any other CPT® code(s) and other CPT® code(s) should not be used to report services that may be reported with that specific PLA code. These codes encompass all analytical services required for the analysis (eg, cell lysis, nucleic acid stabilization, extraction, digestion, amplification, hybridization and detection). For molecular analyses, additional procedures that are required prior to cell lysis (eg, microdissection [codes 88380 and 88381]) may be reported separately. Codes in this subsection are released on a quarterly basis to expedite dissemination for reporting. PLA codes will be published electronically on the AMA CPT® website (ama-assn.org/cpt-pla-codes), distributed via CPT® data files on a quarterly basis, and, at a minimum, made available in print annually in the CPT® codebook. See the Introduction section of the CPT® code set for a complete list of the dates of release and implementation. All codes that are included in this section are also included in Appendix O, with the procedure's proprietary name. In order to report a PLA code, the analysis performed must fulfill the code descriptor and must be the test represented by the proprietary name listed in Appendix O. In some instances, the descriptor language of PLA codes may be identical and the code may only be differentiated by the listed proprietary name in Appendix O. When more than one PLA has an identical descriptor, the codes will be denoted by the symbol "â™“." All PLA tests will have assigned codes in the PLA section of the code set. Any PLA coded test(s) that satisfies Category I criteria and has been accepted by the CPT® Editorial Panel will be designated by the addition of the symbol "^" to the existing PLA code and will remain in the PLA section of the code set. If a proprietary test has already been accepted for a Category I code and a code has not been published, subsequent application for a PLA code will take precedence. The code will only be placed in the PLA section. The accuracy of a PLA code is to be maintained by the original applicant, or the current owner of the test kit or laboratory performing the proprietary test. A new PLA code is required when: 1. Additional nucleic acid (DNA or RNA) and/or protein analysis(es) are added to the current PLA test, or 2. The name of the PLA test has changed in association with changes in test performance or test characteristics. The addition or modification of the therapeutic applications of the test require submission of a code change application, but it may not require a new code number. | 0001U-0599U | https://www.aapc.com/codes/cpt-codes/0088U | 2025-10-27T17:04:12.942807Z
0089U | Oncology (melanoma), gene expression profiling by RTqPCR, PRAME and LINC00518, superficial collection using adhesive patch(es) | This is a Proprietary Laboratory Analyses (PLA) code, meaning that the code applies to only one unique lab test made by a specific manufacturer or performed by a specific lab. Report 0089U for the Pigmented Lesion Assay (PLA) test from DermTech, which uses RTqPCR, a molecular test of gene expression, performed on stratum corneum tissue obtained using an adhesive patch placed over suspicious pigmented lesions to identify and quantify PRAME and LINC00518, two specific genes associated with melanoma, a potentially deadly form of skin cancer. Explanation Using cells collected from the stratum corneum (outermost) layer of the skin using an adhesive patch, the lab analyst performs the steps involved in reverse transcriptase–quantitative polymerase chain reaction (RT–qPCR) to measure the activity of the PRAME and LINC0018 genes and express the cellular function in the form of a picture. The test may incorporate a dye–based fluorescent labeling qPCR method that helps quantify the genes in real time or a probe–based qPCR, which uses target–specific probes and can identify many targets simultaneously. The lab analyst also inputs the test results into a computer program to analyze the data using a specific algorithm that quantifies the genes. Gene expression profiling is a tool that identifies and measures the activity of specific genes in clinically suspicious lesions and differentiates melanoma from non–melanoma pigmented skin lesions. In this case, the two genes tested for are known biomarkers for melanoma. The specimen must be free of blood, hair, or other contaminants, and the lesion must meet at least one or more ABCDE criteria, that is, the lesion must be Asymmetrical (one side doesn’t match the other), have an irregular Border, be non–uniform in Color, be greater than 6 mm in Diameter, and exhibit Evolving size, shape, or color. This is a noninvasive test that helps the provider determine whether a skin biopsy is needed for further analysis. The test results are reported as low, moderate, or high risk for melanoma, and biopsy is recommended for any positive result. The test by itself is not considered diagnostic of melanoma. Terminology Algorithm: A specific set of step–by–step calculations using defined inputs at each step to produce a useful output; for multianalyte assays with algorithmic analyses (MAAA), the output involves some sort of diagnostic or prognostic information about treatment options or disease outcomes. Genome: The entire genetic material of an organism, which means the entire DNA sequence. Genomic Sequencing Procedures (GSPs): Tests that use germline or neoplastic specimens to simultaneously analyze DNA or RNA sequences, typically for a combination of many genes or even an entire exome or genome; the tests often employ technology such as next generation sequencing (NGS) to identify changes to nucleic acid sequences or possibly other variations such as copy number or chromosomal structure, and then use bioinformatics to compare the findings to known genetic changes relevant to a specific clinical condition. Melanoma: A deadly form of cancer, primarily of the skin, but it can affect other organs that contain melanocytes, cells that produce the pigment melanin. Multianalyte assays with algorithmic analyses (MAAA): A set of codes generally unique to a single clinical laboratory or manufacture; they typically list all the analytic and algorithmic analysis for a type of disease, such a cancer; the type and number of analytes, such as proteins; the lab methods, such as immunoassay; the specimen type, such as blood; and the result type, such as prognostic risk score. Reverse transcriptase–polymerase chain reaction (RT–PCR): A rapid technique for making more copies (amplifying) of a DNA or RNA sequence using a complementary DNA sequence from a template of RNA. Tips Use this code only for the appropriate proprietary test; report one unit of this code for a single specimen analyzed on a single date of service. Additional Info “U” codes are included in the CPT® code set to identify specific proprietary laboratory analyses (PLA) tests. PLA codes take precedence over the usual 80000 series codes for laboratory/pathology. Use this code only for the above–described test; do not report this test using any other CPT® code. PLA code descriptors follow existing code conventions when possible, and lab techniques used include multianalyte assays with algorithmic analyses (MAAA) and genomic sequencing procedures (GSP), among others. Read Less | Range Specific Guideline Proprietary laboratory analyses (PLA) codes describe proprietary clinical laboratory analyses and can be either provided by a single ("sole-source") laboratory or licensed or marketed to multiple providing laboratories (eg, cleared or approved by the Food and Drug Administration [FDA]). This subsection includes advanced diagnostic laboratory tests (ADLTs) and clinical diagnostic laboratory tests (CDLTs), as defined under the Protecting Access to Medicare Act (PAMA) of 2014. These analyses may include a range of medical laboratory tests including, but not limited to, multianalyte assays with algorithmic analyses (MAAA) and genomic sequencing procedures (GSP). The descriptor nomenclature follows, where possible, existing code conventions (eg, MAAA, GSP). Unless specifically noted, even though the Proprietary Laboratory Analyses section of the code set is located at the end of the Pathology and Laboratory section of the code set, a PLA code does not fulfill Category I code criteria. PLA codes are not required to fulfill the Category I criteria. The standards for inclusion in the PLA section are: The test must be commercially available in the United States for use on human specimens and The clinical laboratory or manufacturer that offers the test must request the code. For similar laboratory analyses that fulfill Category I criteria, see codes listed in the numeric 80000 series. When a PLA code is available to report a given proprietary laboratory service, that PLA code takes precedence. The service should not be reported with any other CPT® code(s) and other CPT® code(s) should not be used to report services that may be reported with that specific PLA code. These codes encompass all analytical services required for the analysis (eg, cell lysis, nucleic acid stabilization, extraction, digestion, amplification, hybridization and detection). For molecular analyses, additional procedures that are required prior to cell lysis (eg, microdissection [codes 88380 and 88381]) may be reported separately. Codes in this subsection are released on a quarterly basis to expedite dissemination for reporting. PLA codes will be published electronically on the AMA CPT® website (ama-assn.org/cpt-pla-codes), distributed via CPT® data files on a quarterly basis, and, at a minimum, made available in print annually in the CPT® codebook. See the Introduction section of the CPT® code set for a complete list of the dates of release and implementation. All codes that are included in this section are also included in Appendix O, with the procedure's proprietary name. In order to report a PLA code, the analysis performed must fulfill the code descriptor and must be the test represented by the proprietary name listed in Appendix O. In some instances, the descriptor language of PLA codes may be identical and the code may only be differentiated by the listed proprietary name in Appendix O. When more than one PLA has an identical descriptor, the codes will be denoted by the symbol "â™“." All PLA tests will have assigned codes in the PLA section of the code set. Any PLA coded test(s) that satisfies Category I criteria and has been accepted by the CPT® Editorial Panel will be designated by the addition of the symbol "^" to the existing PLA code and will remain in the PLA section of the code set. If a proprietary test has already been accepted for a Category I code and a code has not been published, subsequent application for a PLA code will take precedence. The code will only be placed in the PLA section. The accuracy of a PLA code is to be maintained by the original applicant, or the current owner of the test kit or laboratory performing the proprietary test. A new PLA code is required when: 1. Additional nucleic acid (DNA or RNA) and/or protein analysis(es) are added to the current PLA test, or 2. The name of the PLA test has changed in association with changes in test performance or test characteristics. The addition or modification of the therapeutic applications of the test require submission of a code change application, but it may not require a new code number. | 0001U-0599U | https://www.aapc.com/codes/cpt-codes/0089U | 2025-10-27T17:04:30.593884Z
0090U | Oncology (cutaneous melanoma), mRNA gene expression profiling by RT-PCR of 23 genes (14 content and 9 housekeeping), utilizing formalin-fixed paraffin-embedded (FFPE) tissue, algorithm reported as a categorical result (ie, benign, intermediate, malignant) | This is a Proprietary Laboratory Analyses (PLA) code, meaning that the code applies to only one unique lab test made by a specific manufacturer or performed by a specific lab. Report 0090U for the myPath® Melanoma test from Castle Biosciences Inc., which uses RT–PCR mRNA gene expression profiling technology to analyze a biopsy specimen of a lesion suspicious for malignant melanoma for 23 genes and reports the results as benign, intermediate, or malignant. Explanation The lab analyst performs the lab tests using a formalin–fixed paraffin–embedded (FFPE) tissue sample to quantitatively measure the activity of 23 genes (14 content and 9 housekeeping) using reverse transcriptase–polymerase chain reaction (RT–PCR), which monitors amplification of targeted mRNA gene expression. Test performance may include steps such as cell lysis, extraction, amplification, and hybridization or detection, as well as gathering relevant patient data, carrying out the algorithmic analysis, and reporting the results. Gene expression profiling is a tool that identifies how likely it is that a suspicious skin lesion is positive for malignant melanoma, for example. The profiling panel measures the activity of multiple genes in cancerous cells to determine the need for further treatment. This spares the patient unnecessary treatment in some cases and guides the provider on additional treatment when a patient needs it. Terminology Algorithm: A specific set of step–by–step calculations using defined inputs at each step to produce a useful output; for multianalyte assays with algorithmic analyses (MAAA), the output involves some sort of diagnostic or prognostic information about treatment options or disease outcomes. Formalin: Diluted formaldehyde used to preserve biologic tissue for laboratory analysis. Genome: The entire genetic material of an organism, which means the entire DNA sequence. Genomic Sequencing Procedures (GSPs): Tests that use germline or neoplastic specimens to simultaneously analyze DNA or RNA sequences, typically for a combination of many genes or even an entire exome or genome; the tests often employ technology such as Next–Generation Sequencing (NGS) to identify changes to nucleic acid sequences or possibly other variations such as copy number or chromosomal structure, and then use bioinformatics to compare the findings to known genetic changes relevant to a specific clinical condition. Multianalyte assays with algorithmic analyses (MAAA): A set of codes generally unique to a single clinical laboratory or manufacture; they typically list all the analytic and algorithmic analysis for a type of disease, such a cancer; the type and number of analytes, such as proteins; the lab methods, such as immunoassay; the specimen type, such as blood; and the result type, such as prognostic risk score. Tips Use this code only for the appropriate proprietary test; report one unit of this code for a single specimen analyzed on a single date of service. Additional Info “U” codes are included in the CPT® code set to identify specific proprietary laboratory analyses (PLA) tests. PLA codes take precedence over the usual 80000 series codes for laboratory/pathology. Use this code only for the above–described test; do not report this test using any other CPT® code. PLA code descriptors follow existing code conventions when possible, and lab techniques used include multianalyte assays with algorithmic analyses (MAAA) and genomic sequencing procedures (GSP), among others. Read Less | Range Specific Guideline Proprietary laboratory analyses (PLA) codes describe proprietary clinical laboratory analyses and can be either provided by a single ("sole-source") laboratory or licensed or marketed to multiple providing laboratories (eg, cleared or approved by the Food and Drug Administration [FDA]). This subsection includes advanced diagnostic laboratory tests (ADLTs) and clinical diagnostic laboratory tests (CDLTs), as defined under the Protecting Access to Medicare Act (PAMA) of 2014. These analyses may include a range of medical laboratory tests including, but not limited to, multianalyte assays with algorithmic analyses (MAAA) and genomic sequencing procedures (GSP). The descriptor nomenclature follows, where possible, existing code conventions (eg, MAAA, GSP). Unless specifically noted, even though the Proprietary Laboratory Analyses section of the code set is located at the end of the Pathology and Laboratory section of the code set, a PLA code does not fulfill Category I code criteria. PLA codes are not required to fulfill the Category I criteria. The standards for inclusion in the PLA section are: The test must be commercially available in the United States for use on human specimens and The clinical laboratory or manufacturer that offers the test must request the code. For similar laboratory analyses that fulfill Category I criteria, see codes listed in the numeric 80000 series. When a PLA code is available to report a given proprietary laboratory service, that PLA code takes precedence. The service should not be reported with any other CPT® code(s) and other CPT® code(s) should not be used to report services that may be reported with that specific PLA code. These codes encompass all analytical services required for the analysis (eg, cell lysis, nucleic acid stabilization, extraction, digestion, amplification, hybridization and detection). For molecular analyses, additional procedures that are required prior to cell lysis (eg, microdissection [codes 88380 and 88381]) may be reported separately. Codes in this subsection are released on a quarterly basis to expedite dissemination for reporting. PLA codes will be published electronically on the AMA CPT® website (ama-assn.org/cpt-pla-codes), distributed via CPT® data files on a quarterly basis, and, at a minimum, made available in print annually in the CPT® codebook. See the Introduction section of the CPT® code set for a complete list of the dates of release and implementation. All codes that are included in this section are also included in Appendix O, with the procedure's proprietary name. In order to report a PLA code, the analysis performed must fulfill the code descriptor and must be the test represented by the proprietary name listed in Appendix O. In some instances, the descriptor language of PLA codes may be identical and the code may only be differentiated by the listed proprietary name in Appendix O. When more than one PLA has an identical descriptor, the codes will be denoted by the symbol "â™“." All PLA tests will have assigned codes in the PLA section of the code set. Any PLA coded test(s) that satisfies Category I criteria and has been accepted by the CPT® Editorial Panel will be designated by the addition of the symbol "^" to the existing PLA code and will remain in the PLA section of the code set. If a proprietary test has already been accepted for a Category I code and a code has not been published, subsequent application for a PLA code will take precedence. The code will only be placed in the PLA section. The accuracy of a PLA code is to be maintained by the original applicant, or the current owner of the test kit or laboratory performing the proprietary test. A new PLA code is required when: 1. Additional nucleic acid (DNA or RNA) and/or protein analysis(es) are added to the current PLA test, or 2. The name of the PLA test has changed in association with changes in test performance or test characteristics. The addition or modification of the therapeutic applications of the test require submission of a code change application, but it may not require a new code number. | 0001U-0599U | https://www.aapc.com/codes/cpt-codes/0090U | 2025-10-27T17:04:47.374879Z
0091U | Oncology (colorectal) screening, cell enumeration of circulating tumor cells, utilizing whole blood, algorithm, for the presence of adenoma or cancer, reported as a positive or negative result | This is a Proprietary Laboratory Analyses (PLA) code, meaning that the code applies to only one unique lab test made by a specific manufacturer or performed by a specific lab. Report 0091U for the FirstSightCRC™ test from CellMax Life, which isolates and analyzes circulating tumor cells (CTCs) and cell–free DNA from a whole blood specimen and reports the results as positive or negative for adenoma or cancer. Explanation The lab analyst analyzes a whole blood specimen using a proprietary CMx circulating tumor cell (CTC) platform with its circulating tumor DNA–based liquid biopsy panel to identify the presence of precancerous and cancerous cells indicative of colon adenomas or colorectal cancer. The FirstSightCRC™ test uses a patented microfluidic chip technology to capture high–affinity colorectal cancer (CRC) antibodies circulating in the blood. The chip has a nonsticky nanolayer (an ultrathin film for molecular layering) that maximizes clustering of the circulating tumor cells and binds them to the chip, washing away unwanted cells. An air–foam technology releases the captured cells from the chip, preserving them for further analysis. The test detects six types of analytes, which includes four classes of genomic mutations, microsatellite instability (predisposition to mutation), and CTCs. Results are reported as positive or negative. Clinicians order this test for early detection of colorectal cancer in patients who may not be amenable to colonoscopy. Terminology Adenoma: Benign tumor of a glandular structure; adenomas may evolve into malignant tumors and are, therefore, considered precancerous. Algorithm: A specific set of step–by–step calculations using defined inputs at each step to produce a useful output; for multianalyte assays with algorithmic analyses (MAAA), the output involves some sort of diagnostic or prognostic information about treatment options or disease outcomes. Genome: The entire genetic material of an organism, which means the entire DNA sequence. Genomic Sequencing Procedures (GSPs): Tests that use germline or neoplastic specimens to simultaneously analyze DNA or RNA sequences, typically for a combination of many genes or even an entire exome or genome; the tests often employ technology such as next generation sequencing (NGS) to identify changes to nucleic acid sequences or possibly other variations such as copy number or chromosomal structure, and then use bioinformatics to compare the findings to known genetic changes relevant to a specific clinical condition. Multianalyte assays with algorithmic analyses (MAAA): A set of codes generally unique to a single clinical laboratory or manufacture; they typically list all the analytic and algorithmic analysis for a type of disease, such a cancer; the type and number of analytes, such as proteins; the lab methods, such as immunoassay; the specimen type, such as blood; and the result type, such as prognostic risk score. Mutation: An alteration in a deoxyribonucleic acid (DNA) sequence that may lead to pathologic changes in the organism. Tips Use this code only for the appropriate proprietary test; report one unit of this code for a single specimen analyzed on a single date of service. Some payers may pay separately for the collection of the specimen; check with the appropriate payer. This code is not payable by Medicare in CY 2020. Additional Info “U” codes are included in the CPT® code set to identify specific proprietary laboratory analyses (PLA) tests. PLA codes take precedence over the usual 8 thousand series codes for laboratory/pathology. Use this code only for the above–described test; do not report this test with any other CPT® code. These codes may be used only for tests performed on human specimens requested by the clinical lab that offers the test. Techniques used include multianalyte assays with algorithmic analyses (MAAA) and genomic sequencing procedures (GSP), and the descriptors follow existing code conventions when possible. Read Less | Range Specific Guideline Proprietary laboratory analyses (PLA) codes describe proprietary clinical laboratory analyses and can be either provided by a single ("sole-source") laboratory or licensed or marketed to multiple providing laboratories (eg, cleared or approved by the Food and Drug Administration [FDA]). This subsection includes advanced diagnostic laboratory tests (ADLTs) and clinical diagnostic laboratory tests (CDLTs), as defined under the Protecting Access to Medicare Act (PAMA) of 2014. These analyses may include a range of medical laboratory tests including, but not limited to, multianalyte assays with algorithmic analyses (MAAA) and genomic sequencing procedures (GSP). The descriptor nomenclature follows, where possible, existing code conventions (eg, MAAA, GSP). Unless specifically noted, even though the Proprietary Laboratory Analyses section of the code set is located at the end of the Pathology and Laboratory section of the code set, a PLA code does not fulfill Category I code criteria. PLA codes are not required to fulfill the Category I criteria. The standards for inclusion in the PLA section are: The test must be commercially available in the United States for use on human specimens and The clinical laboratory or manufacturer that offers the test must request the code. For similar laboratory analyses that fulfill Category I criteria, see codes listed in the numeric 80000 series. When a PLA code is available to report a given proprietary laboratory service, that PLA code takes precedence. The service should not be reported with any other CPT® code(s) and other CPT® code(s) should not be used to report services that may be reported with that specific PLA code. These codes encompass all analytical services required for the analysis (eg, cell lysis, nucleic acid stabilization, extraction, digestion, amplification, hybridization and detection). For molecular analyses, additional procedures that are required prior to cell lysis (eg, microdissection [codes 88380 and 88381]) may be reported separately. Codes in this subsection are released on a quarterly basis to expedite dissemination for reporting. PLA codes will be published electronically on the AMA CPT® website (ama-assn.org/cpt-pla-codes), distributed via CPT® data files on a quarterly basis, and, at a minimum, made available in print annually in the CPT® codebook. See the Introduction section of the CPT® code set for a complete list of the dates of release and implementation. All codes that are included in this section are also included in Appendix O, with the procedure's proprietary name. In order to report a PLA code, the analysis performed must fulfill the code descriptor and must be the test represented by the proprietary name listed in Appendix O. In some instances, the descriptor language of PLA codes may be identical and the code may only be differentiated by the listed proprietary name in Appendix O. When more than one PLA has an identical descriptor, the codes will be denoted by the symbol "â™“." All PLA tests will have assigned codes in the PLA section of the code set. Any PLA coded test(s) that satisfies Category I criteria and has been accepted by the CPT® Editorial Panel will be designated by the addition of the symbol "^" to the existing PLA code and will remain in the PLA section of the code set. If a proprietary test has already been accepted for a Category I code and a code has not been published, subsequent application for a PLA code will take precedence. The code will only be placed in the PLA section. The accuracy of a PLA code is to be maintained by the original applicant, or the current owner of the test kit or laboratory performing the proprietary test. A new PLA code is required when: 1. Additional nucleic acid (DNA or RNA) and/or protein analysis(es) are added to the current PLA test, or 2. The name of the PLA test has changed in association with changes in test performance or test characteristics. The addition or modification of the therapeutic applications of the test require submission of a code change application, but it may not require a new code number. | 0001U-0599U | https://www.aapc.com/codes/cpt-codes/0091U | 2025-10-27T17:05:04.665182Z
0092U | Oncology (lung), three protein biomarkers, immunoassay using magnetic nanosensor technology, plasma, algorithm reported as risk score for likelihood of malignancy | This is a Proprietary Laboratory Analyses (PLA) code, meaning that the code applies to only one unique lab test made by a specific manufacturer or performed by a specific lab. Report 0092U for the REVEAL Lung Nodule Characterization test from MagArray, Inc., which detects three protein biomarkers for lung cancer in blood plasma. Using an algorithm incorporating three clinical factors, a score of 0 to 100 is predicted to determine whether indeterminate lung nodules in smokers are likely to be malignant. Explanation The lab analyst performs an immunoassay on a plasma specimen from a smoker with pulmonary nodules that are indeterminate for lung cancer. The REVEAL technology incorporates magnetic nanosensors that assemble with target proteins detectable by nuclear magnetic resonance (NMR) or magnetic resonance imaging (MRI) techniques to identify three protein biomarkers for lung cancer. The lab analyst inputs the results along with three clinical factors into an algorithm to calculate a score between 0 and 100, with the cut score being 50 for the probability that the pulmonary nodules are cancerous. Clinicians order this test for patients, 25 years of age or older, who are smokers and who have pulmonary nodules suspicious for lung cancer to help determine whether to perform a lung biopsy or "watch and wait." The test is not diagnostic for lung cancer but provides a risk assessment to help the provider and patient decide on further diagnostic procedures. Terminology Algorithm: A specific set of step–by–step calculations using defined inputs at each step to produce a useful output; for multianalyte assays with algorithmic analyses (MAAA), the output involves some sort of diagnostic or prognostic information about treatment options or disease outcomes. Genome: The entire genetic material of an organism, which means the entire DNA sequence. Genomic Sequencing Procedures (GSPs): Tests that use germline or neoplastic specimens to simultaneously analyze DNA or RNA sequences, typically for a combination of many genes or even an entire exome or genome; the tests often employ technology such as next generation sequencing (NGS) to identify changes to nucleic acid sequences or possibly other variations such as copy number or chromosomal structure, and then use bioinformatics to compare the findings to known genetic changes relevant to a specific clinical condition. Immunoassay: A biochemical test that uses an antibody/antigen reaction to detect and possibly quantify a specific substance present in the specimen, such as blood. Multianalyte assays with algorithmic analyses (MAAA): A set of codes generally unique to a single clinical laboratory or manufacture; they typically list all the analytic and algorithmic analysis for a type of disease, such a cancer; the type and number of analytes, such as proteins; the lab methods, such as immunoassay; the specimen type, such as blood; and the result type, such as prognostic risk score. Tips Use this code only for the appropriate proprietary test; report one unit of this code for a single specimen analyzed on a single date of service. For a similar proprietary lab test which analyzes blood plasma for two specific proteins, the results of which are combined with five risk factors in an algorithm to determine the likelihood of a lung nodule being benign or malignant, see 0080U for the BDX–XL2 test from Biodesix®, Inc. Some payers may pay separately for collection of the specimen; check with the appropriate payer. Additional Info “U” codes are included in the CPT® code set to identify specific proprietary laboratory analyses (PLA) tests. PLA codes take precedence over the usual 80000 series codes for laboratory/pathology. Use this code only for the above–described test; do not report this test using any other CPT® code. PLA code descriptors follow existing code conventions when possible, and lab techniques used include multianalyte assays with algorithmic analyses (MAAA) and genomic sequencing procedures (GSP), among others. Read Less | Range Specific Guideline Proprietary laboratory analyses (PLA) codes describe proprietary clinical laboratory analyses and can be either provided by a single ("sole-source") laboratory or licensed or marketed to multiple providing laboratories (eg, cleared or approved by the Food and Drug Administration [FDA]). This subsection includes advanced diagnostic laboratory tests (ADLTs) and clinical diagnostic laboratory tests (CDLTs), as defined under the Protecting Access to Medicare Act (PAMA) of 2014. These analyses may include a range of medical laboratory tests including, but not limited to, multianalyte assays with algorithmic analyses (MAAA) and genomic sequencing procedures (GSP). The descriptor nomenclature follows, where possible, existing code conventions (eg, MAAA, GSP). Unless specifically noted, even though the Proprietary Laboratory Analyses section of the code set is located at the end of the Pathology and Laboratory section of the code set, a PLA code does not fulfill Category I code criteria. PLA codes are not required to fulfill the Category I criteria. The standards for inclusion in the PLA section are: The test must be commercially available in the United States for use on human specimens and The clinical laboratory or manufacturer that offers the test must request the code. For similar laboratory analyses that fulfill Category I criteria, see codes listed in the numeric 80000 series. When a PLA code is available to report a given proprietary laboratory service, that PLA code takes precedence. The service should not be reported with any other CPT® code(s) and other CPT® code(s) should not be used to report services that may be reported with that specific PLA code. These codes encompass all analytical services required for the analysis (eg, cell lysis, nucleic acid stabilization, extraction, digestion, amplification, hybridization and detection). For molecular analyses, additional procedures that are required prior to cell lysis (eg, microdissection [codes 88380 and 88381]) may be reported separately. Codes in this subsection are released on a quarterly basis to expedite dissemination for reporting. PLA codes will be published electronically on the AMA CPT® website (ama-assn.org/cpt-pla-codes), distributed via CPT® data files on a quarterly basis, and, at a minimum, made available in print annually in the CPT® codebook. See the Introduction section of the CPT® code set for a complete list of the dates of release and implementation. All codes that are included in this section are also included in Appendix O, with the procedure's proprietary name. In order to report a PLA code, the analysis performed must fulfill the code descriptor and must be the test represented by the proprietary name listed in Appendix O. In some instances, the descriptor language of PLA codes may be identical and the code may only be differentiated by the listed proprietary name in Appendix O. When more than one PLA has an identical descriptor, the codes will be denoted by the symbol "â™“." All PLA tests will have assigned codes in the PLA section of the code set. Any PLA coded test(s) that satisfies Category I criteria and has been accepted by the CPT® Editorial Panel will be designated by the addition of the symbol "^" to the existing PLA code and will remain in the PLA section of the code set. If a proprietary test has already been accepted for a Category I code and a code has not been published, subsequent application for a PLA code will take precedence. The code will only be placed in the PLA section. The accuracy of a PLA code is to be maintained by the original applicant, or the current owner of the test kit or laboratory performing the proprietary test. A new PLA code is required when: 1. Additional nucleic acid (DNA or RNA) and/or protein analysis(es) are added to the current PLA test, or 2. The name of the PLA test has changed in association with changes in test performance or test characteristics. The addition or modification of the therapeutic applications of the test require submission of a code change application, but it may not require a new code number. | 0001U-0599U | https://www.aapc.com/codes/cpt-codes/0092U | 2025-10-27T17:05:22.432297Z
0093U | Prescription drug monitoring, evaluation of 65 common drugs by LC-MS/MS, urine, each drug reported detected or not detected | This is a Proprietary Laboratory Analyses (PLA) code, meaning that the code applies to only one unique lab test made by a specific manufacturer or performed by a specific lab. Report 0093U for the ComplyRX™ test from Claro Labs, which employs liquid chromatography and tandem mass spectrometry (LC–MS/MS) of a urine specimen to determine the presence or absence of 65 common prescription drugs in a patient’s body. Explanation The lab analyst performs a test using liquid chromatography and tandem mass spectrometry (LC–MS/MS) to precisely identify and determine the presence or absence of 65 common prescription drugs in a urine specimen. The test involves preparing the specimen for an automated analytical instrument. The instrument will first pass the sample through a high–pressure liquid chromatograph to separate components, and then ionize the components and transfer them to mass spectrometers to provide structural identity and quantification of individual components based on mass to charge ratio. The test includes all drug(s) and metabolite(s) evaluated on a single date of service. Although not limited to testing for a specific condition, clinicians may order this test to evaluate whether a patient is at steady–state for prescription medications. Terminology Algorithm: A specific set of step–by–step calculations using defined inputs at each step to produce a useful output; for multianalyte assays with algorithmic analyses (MAAA), the output involves some sort of diagnostic or prognostic information about treatment options or disease outcomes. Genome: The entire genetic material of an organism, which means the entire DNA sequence. Genomic Sequencing Procedures (GSPs): Tests that use germline or neoplastic specimens to simultaneously analyze DNA or RNA sequences, typically for a combination of many genes or even an entire exome or genome; the tests often employ technology such as next generation sequencing (NGS) to identify changes to nucleic acid sequences or possibly other variations such as copy number or chromosomal structure, and then use bioinformatics to compare the findings to known genetic changes relevant to a specific clinical condition. Liquid chromatography: A lab test that mixes a sample of the patient's fluid (blood, urine, or other bodily fluids) with a reagent and then using pressure, passes it through a solid material; the components in the fluid are absorbed at different areas in the solid material making the components easy to quantify. Multianalyte assays with algorithmic analyses (MAAA): A set of codes generally unique to a single clinical laboratory or manufacture; they typically list all the analytic and algorithmic analysis for a type of disease, such a cancer; the type and number of analytes, such as proteins; the lab methods, such as immunoassay; the specimen type, such as blood; and the result type, such as prognostic risk score. Tips Use this code only for the appropriate proprietary test; report one unit of this code for a single specimen analyzed on a single date of service. For the UCompliDx® by Elite Medical Laboratory Solutions, a similar LC–MS/MS analysis of a urine specimen for prescription drugs, see 0051U. Additional Info “U” codes are included in the CPT® code set to identify specific proprietary laboratory analyses (PLA) tests. PLA codes take precedence over the usual 80000 series codes for laboratory/pathology. Use this code only for the above–described test; do not report this test using any other CPT® code. PLA code descriptors follow existing code conventions when possible, and lab techniques used include multianalyte assays with algorithmic analyses (MAAA) and genomic sequencing procedures (GSP), among others. Read Less | Range Specific Guideline Proprietary laboratory analyses (PLA) codes describe proprietary clinical laboratory analyses and can be either provided by a single ("sole-source") laboratory or licensed or marketed to multiple providing laboratories (eg, cleared or approved by the Food and Drug Administration [FDA]). This subsection includes advanced diagnostic laboratory tests (ADLTs) and clinical diagnostic laboratory tests (CDLTs), as defined under the Protecting Access to Medicare Act (PAMA) of 2014. These analyses may include a range of medical laboratory tests including, but not limited to, multianalyte assays with algorithmic analyses (MAAA) and genomic sequencing procedures (GSP). The descriptor nomenclature follows, where possible, existing code conventions (eg, MAAA, GSP). Unless specifically noted, even though the Proprietary Laboratory Analyses section of the code set is located at the end of the Pathology and Laboratory section of the code set, a PLA code does not fulfill Category I code criteria. PLA codes are not required to fulfill the Category I criteria. The standards for inclusion in the PLA section are: The test must be commercially available in the United States for use on human specimens and The clinical laboratory or manufacturer that offers the test must request the code. For similar laboratory analyses that fulfill Category I criteria, see codes listed in the numeric 80000 series. When a PLA code is available to report a given proprietary laboratory service, that PLA code takes precedence. The service should not be reported with any other CPT® code(s) and other CPT® code(s) should not be used to report services that may be reported with that specific PLA code. These codes encompass all analytical services required for the analysis (eg, cell lysis, nucleic acid stabilization, extraction, digestion, amplification, hybridization and detection). For molecular analyses, additional procedures that are required prior to cell lysis (eg, microdissection [codes 88380 and 88381]) may be reported separately. Codes in this subsection are released on a quarterly basis to expedite dissemination for reporting. PLA codes will be published electronically on the AMA CPT® website (ama-assn.org/cpt-pla-codes), distributed via CPT® data files on a quarterly basis, and, at a minimum, made available in print annually in the CPT® codebook. See the Introduction section of the CPT® code set for a complete list of the dates of release and implementation. All codes that are included in this section are also included in Appendix O, with the procedure's proprietary name. In order to report a PLA code, the analysis performed must fulfill the code descriptor and must be the test represented by the proprietary name listed in Appendix O. In some instances, the descriptor language of PLA codes may be identical and the code may only be differentiated by the listed proprietary name in Appendix O. When more than one PLA has an identical descriptor, the codes will be denoted by the symbol "â™“." All PLA tests will have assigned codes in the PLA section of the code set. Any PLA coded test(s) that satisfies Category I criteria and has been accepted by the CPT® Editorial Panel will be designated by the addition of the symbol "^" to the existing PLA code and will remain in the PLA section of the code set. If a proprietary test has already been accepted for a Category I code and a code has not been published, subsequent application for a PLA code will take precedence. The code will only be placed in the PLA section. The accuracy of a PLA code is to be maintained by the original applicant, or the current owner of the test kit or laboratory performing the proprietary test. A new PLA code is required when: 1. Additional nucleic acid (DNA or RNA) and/or protein analysis(es) are added to the current PLA test, or 2. The name of the PLA test has changed in association with changes in test performance or test characteristics. The addition or modification of the therapeutic applications of the test require submission of a code change application, but it may not require a new code number. | 0001U-0599U | https://www.aapc.com/codes/cpt-codes/0093U | 2025-10-27T17:05:39.796414Z
0094U | Genome (eg, unexplained constitutional or heritable disorder or syndrome), rapid sequence analysis | This is a Proprietary Laboratory Analyses (PLA) code, meaning that the code applies to only one unique lab test made by a specific manufacturer or performed by a specific lab. Report 0094U for the RCIGM Rapid Whole Genome Sequencing test from Rady Children's Institute for Genomic Medicine (RCIGM), which uses high–speed rapid whole genome sequencing of a single blood specimen to screen for genetic markers of thousands of diseases in newborns and infants with unexplained constitutional or inherited disorders. Explanation The lab analyst performs rapid sequence genomic analysis of a blood specimen from a critically ill newborn, infant, or pediatric patient. The procedure uses a next generation sequencer, which is an automated instrument that determines the order of nucleotides in the specimen DNA, and compares the patient genome to a reference library of normal genomes and variant gene sequences associated with certain conditions. The proprietary genomic and interpretation platform incorporates two algorithms – the VAAST (Variant Annotation, Analysis and Selection Tool) and Phevor (Phenotype Driven Variant Ontological Re–ranking Tool) – to rapidly identify disease–causing genetic variants in approximately 26 hours. Clinicians order this test to rapidly identify unexplained constitutional, congenital, and inherited conditions, provide targeted treatment, and avoid high–risk treatments and surgeries for newborns, infants, and children. Terminology Algorithm: A specific set of step–by–step calculations using defined inputs at each step to produce a useful output; for multianalyte assays with algorithmic analyses (MAAA), the output involves some sort of diagnostic or prognostic information about treatment options or disease outcomes. Genome: The entire genetic material of an organism, which means the entire DNA sequence. Genomic Sequencing Procedures (GSPs): Tests that use germline or neoplastic specimens to simultaneously analyze DNA or RNA sequences, typically for a combination of many genes or even an entire exome or genome; the tests often employ technology such as next generation sequencing (NGS) to identify changes to nucleic acid sequences or possibly other variations such as copy number or chromosomal structure, and then use bioinformatics to compare the findings to known genetic changes relevant to a specific clinical condition. Multianalyte assays with algorithmic analyses (MAAA): A set of codes generally unique to a single clinical laboratory or manufacture; they typically list all the analytic and algorithmic analysis for a type of disease, such a cancer; the type and number of analytes, such as proteins; the lab methods, such as immunoassay; the specimen type, such as blood; and the result type, such as prognostic risk score. Nucleotide: A compound or organic molecule that forms the basic structural unit of nucleic acids, such as deoxyribonucleic acid (DNA). Variant: Gene that differs from the usual nucleic acid sequence due to events such as nucleotide deletions or insertions or substitutions; may cause conditions such as genetic disorders or cancer. Tips Use this code only for the appropriate proprietary test; report one unit of this code for a single specimen analyzed on a single date of service. For nonproprietary codes for genome sequencing for unexplained constitutional or heritable disorder or syndrome, see 81425–81427. Some payers may pay separately for collection of the specimen; check with the appropriate payer. Additional Info “U” codes are included in the CPT® code set to identify specific proprietary laboratory analyses (PLA) tests. PLA codes take precedence over the usual 80000 series codes for laboratory/pathology. Use this code only for the above–described test; do not report this test using any other CPT® code. PLA code descriptors follow existing code conventions when possible, and lab techniques used include multianalyte assays with algorithmic analyses (MAAA) and genomic sequencing procedures (GSP), among others. Read Less | Range Specific Guideline Proprietary laboratory analyses (PLA) codes describe proprietary clinical laboratory analyses and can be either provided by a single ("sole-source") laboratory or licensed or marketed to multiple providing laboratories (eg, cleared or approved by the Food and Drug Administration [FDA]). This subsection includes advanced diagnostic laboratory tests (ADLTs) and clinical diagnostic laboratory tests (CDLTs), as defined under the Protecting Access to Medicare Act (PAMA) of 2014. These analyses may include a range of medical laboratory tests including, but not limited to, multianalyte assays with algorithmic analyses (MAAA) and genomic sequencing procedures (GSP). The descriptor nomenclature follows, where possible, existing code conventions (eg, MAAA, GSP). Unless specifically noted, even though the Proprietary Laboratory Analyses section of the code set is located at the end of the Pathology and Laboratory section of the code set, a PLA code does not fulfill Category I code criteria. PLA codes are not required to fulfill the Category I criteria. The standards for inclusion in the PLA section are: The test must be commercially available in the United States for use on human specimens and The clinical laboratory or manufacturer that offers the test must request the code. For similar laboratory analyses that fulfill Category I criteria, see codes listed in the numeric 80000 series. When a PLA code is available to report a given proprietary laboratory service, that PLA code takes precedence. The service should not be reported with any other CPT® code(s) and other CPT® code(s) should not be used to report services that may be reported with that specific PLA code. These codes encompass all analytical services required for the analysis (eg, cell lysis, nucleic acid stabilization, extraction, digestion, amplification, hybridization and detection). For molecular analyses, additional procedures that are required prior to cell lysis (eg, microdissection [codes 88380 and 88381]) may be reported separately. Codes in this subsection are released on a quarterly basis to expedite dissemination for reporting. PLA codes will be published electronically on the AMA CPT® website (ama-assn.org/cpt-pla-codes), distributed via CPT® data files on a quarterly basis, and, at a minimum, made available in print annually in the CPT® codebook. See the Introduction section of the CPT® code set for a complete list of the dates of release and implementation. All codes that are included in this section are also included in Appendix O, with the procedure's proprietary name. In order to report a PLA code, the analysis performed must fulfill the code descriptor and must be the test represented by the proprietary name listed in Appendix O. In some instances, the descriptor language of PLA codes may be identical and the code may only be differentiated by the listed proprietary name in Appendix O. When more than one PLA has an identical descriptor, the codes will be denoted by the symbol "â™“." All PLA tests will have assigned codes in the PLA section of the code set. Any PLA coded test(s) that satisfies Category I criteria and has been accepted by the CPT® Editorial Panel will be designated by the addition of the symbol "^" to the existing PLA code and will remain in the PLA section of the code set. If a proprietary test has already been accepted for a Category I code and a code has not been published, subsequent application for a PLA code will take precedence. The code will only be placed in the PLA section. The accuracy of a PLA code is to be maintained by the original applicant, or the current owner of the test kit or laboratory performing the proprietary test. A new PLA code is required when: 1. Additional nucleic acid (DNA or RNA) and/or protein analysis(es) are added to the current PLA test, or 2. The name of the PLA test has changed in association with changes in test performance or test characteristics. The addition or modification of the therapeutic applications of the test require submission of a code change application, but it may not require a new code number. | 0001U-0599U | https://www.aapc.com/codes/cpt-codes/0094U | 2025-10-27T17:05:57.524534Z
0095U | Eosinophilic esophagitis, 2 protein biomarkers (Eotaxin-3 [CCL26 {C-C motif chemokine ligand 26}] and Major Basic Protein [PRG2 {proteoglycan 2, pro eosinophil major basic protein}]), enzyme-linked immunosorbent assays (ELISA), specimen obtained by esophageal string test device, algorithm reported as probability of active or inactive eosinophilic esophagitis | This is a Proprietary Laboratory Analyses (PLA) code, meaning that the code applies to only one unique lab test made by a specific manufacturer or performed by a specific lab. Report 0095U for the Esophageal String Test™ (EST) from EnteroTrack™ Labs. The test uses enzyme–linked immunosorbent assays (ELISA) technique on esophageal proteins collected from a swallowed string to test for two biomarkers of eosinophilic esophagitis and uses an algorithm to predict the probability of active disease. Explanation This code represents the Esophageal String Test™ from EnteroTrack™ Labs. It consists of a gelatin capsule filled with a string, the end of which protrudes from one end of the capsule and is taped to the patient’s cheek. The patient swallows the capsule, deploying the string from the mouth, through the esophagus and stomach, and down to the small intestine. After an hour, the string is pulled out, having collected esophageal proteins from the lining (lumen) of the esophagus. The lab analyst uses a special instrument and a process called enzyme–linked immunosorbent assay (ELISA) to evaluate the specimen for antibody–antigen reaction of two specific luminal biomarkers and mediators of inflammation associated with active eosinophilic esophagitis (EoE). These are Eotaxin–3 (CCL26 [C–C motif chemokine ligand 26]) and Major Basic Protein (PRG2 [proteoglycan 2, pro eosinophil major basic protein]). The analyst inputs the results along with patient clinical data into an algorithm and reports the result as a probability for active eosinophilic esophagitis (EoE). Clinicians may order this test for patients suspected of having EoE, an allergic inflammatory disease of the esophagus, the long tubular portion of the digestive tract that stretches between the throat and the stomach. Terminology Algorithm: A specific set of step–by–step calculations using defined inputs at each step to produce a useful output; for multianalyte assays with algorithmic analyses (MAAA), the output involves some sort of diagnostic or prognostic information about treatment options or disease outcomes. Enzyme–linked immunosorbent assay (ELISA): A laboratory testing method using an enzyme attached to an antigen or antibody used as a marker to detect a specific substance, such as another antigen or antibody. Eosinophil: A type of granulocytic leukocyte (white blood cell) that stains readily with eosin; normally low in number, an elevated eosinophil count (eosinophilia) can indicate an allergic reaction, parasitic infection, or cancer. Genome: The entire genetic material of an organism, which means the entire DNA sequence. Genomic Sequencing Procedures (GSPs): Tests that use germline or neoplastic specimens to simultaneously analyze DNA or RNA sequences, typically for a combination of many genes or even an entire exome or genome; the tests often employ technology such as next generation sequencing (NGS) to identify changes to nucleic acid sequences or possibly other variations such as copy number or chromosomal structure, and then use bioinformatics to compare the findings to known genetic changes relevant to a specific clinical condition. Inflammation: The physiologic response of body tissues to injury or infection, including pain, heat, redness, and swelling. Multianalyte assays with algorithmic analyses (MAAA): A set of codes generally unique to a single clinical laboratory or manufacture; they typically list all the analytic and algorithmic analysis for a type of disease, such a cancer; the type and number of analytes, such as proteins; the lab methods, such as immunoassay; the specimen type, such as blood; and the result type, such as prognostic risk score. Tips Use this code only for the appropriate proprietary test; report one unit of this code for a single specimen analyzed on a single date of service. Check with the appropriate payer to determine the correct code for deploying and retrieving the string used to obtain the specimen. Additional Info “U” codes are included in the CPT® code set to identify specific proprietary laboratory analyses (PLA) tests. PLA codes take precedence over the usual 80000 series codes for laboratory/pathology. Use this code only for the above–described test; do not report this test using any other CPT® code. PLA code descriptors follow existing code conventions when possible, and lab techniques used include multianalyte assays with algorithmic analyses (MAAA) and genomic sequencing procedures (GSP), among others. Read Less | Range Specific Guideline Proprietary laboratory analyses (PLA) codes describe proprietary clinical laboratory analyses and can be either provided by a single ("sole-source") laboratory or licensed or marketed to multiple providing laboratories (eg, cleared or approved by the Food and Drug Administration [FDA]). This subsection includes advanced diagnostic laboratory tests (ADLTs) and clinical diagnostic laboratory tests (CDLTs), as defined under the Protecting Access to Medicare Act (PAMA) of 2014. These analyses may include a range of medical laboratory tests including, but not limited to, multianalyte assays with algorithmic analyses (MAAA) and genomic sequencing procedures (GSP). The descriptor nomenclature follows, where possible, existing code conventions (eg, MAAA, GSP). Unless specifically noted, even though the Proprietary Laboratory Analyses section of the code set is located at the end of the Pathology and Laboratory section of the code set, a PLA code does not fulfill Category I code criteria. PLA codes are not required to fulfill the Category I criteria. The standards for inclusion in the PLA section are: The test must be commercially available in the United States for use on human specimens and The clinical laboratory or manufacturer that offers the test must request the code. For similar laboratory analyses that fulfill Category I criteria, see codes listed in the numeric 80000 series. When a PLA code is available to report a given proprietary laboratory service, that PLA code takes precedence. The service should not be reported with any other CPT® code(s) and other CPT® code(s) should not be used to report services that may be reported with that specific PLA code. These codes encompass all analytical services required for the analysis (eg, cell lysis, nucleic acid stabilization, extraction, digestion, amplification, hybridization and detection). For molecular analyses, additional procedures that are required prior to cell lysis (eg, microdissection [codes 88380 and 88381]) may be reported separately. Codes in this subsection are released on a quarterly basis to expedite dissemination for reporting. PLA codes will be published electronically on the AMA CPT® website (ama-assn.org/cpt-pla-codes), distributed via CPT® data files on a quarterly basis, and, at a minimum, made available in print annually in the CPT® codebook. See the Introduction section of the CPT® code set for a complete list of the dates of release and implementation. All codes that are included in this section are also included in Appendix O, with the procedure's proprietary name. In order to report a PLA code, the analysis performed must fulfill the code descriptor and must be the test represented by the proprietary name listed in Appendix O. In some instances, the descriptor language of PLA codes may be identical and the code may only be differentiated by the listed proprietary name in Appendix O. When more than one PLA has an identical descriptor, the codes will be denoted by the symbol "â™“." All PLA tests will have assigned codes in the PLA section of the code set. Any PLA coded test(s) that satisfies Category I criteria and has been accepted by the CPT® Editorial Panel will be designated by the addition of the symbol "^" to the existing PLA code and will remain in the PLA section of the code set. If a proprietary test has already been accepted for a Category I code and a code has not been published, subsequent application for a PLA code will take precedence. The code will only be placed in the PLA section. The accuracy of a PLA code is to be maintained by the original applicant, or the current owner of the test kit or laboratory performing the proprietary test. A new PLA code is required when: 1. Additional nucleic acid (DNA or RNA) and/or protein analysis(es) are added to the current PLA test, or 2. The name of the PLA test has changed in association with changes in test performance or test characteristics. The addition or modification of the therapeutic applications of the test require submission of a code change application, but it may not require a new code number. | 0001U-0599U | https://www.aapc.com/codes/cpt-codes/0095U | 2025-10-27T17:06:15.612269Z
0096U | Human papillomavirus (HPV), high-risk types (ie, 16, 18, 31, 33, 35, 39, 45, 51, 52, 56, 58, 59, 66, 68), male urine | This is a Proprietary Laboratory Analyses (PLA) code, meaning that the code applies to only one unique lab test made by a specific manufacturer or performed by a specific lab. Report 0096U for the high–risk HPV test on a male urine specimen from Molecular Testing Labs, Roche Cobas®, which is an automated PCR test for 14 high–risk HPV genotypes. Explanation The Cobas® high–risk human papillomavirus (HPV) test on male urine is an automated reverse transcriptase–polymerase chain reaction (PCR) test, which consists of ready–to–use reagents and requires no mixing or thawing, for amplification of target DNA and nucleic acid hybridization for detection of 14 HPV genotypes. The lab analyst places the male urine specimen and reagents in the appropriate vials to insert into the automated instrument that completes the amplification, hybridization, and genotype detection. The algorithmic software generates pooled results for high–risk HPV genotypes (i.e., 31, 33, 35, 39, 45, 51, 52, 56, 58, 59, 66, 68) and individual results for the highest–risk genotypes (i.e., 16 and 18). Clinicians order this test for male patients suspected of having HPV. Terminology Algorithm: A specific set of step–by–step calculations using defined inputs at each step to produce a useful output; for multianalyte assays with algorithmic analyses (MAAA), the output involves some sort of diagnostic or prognostic information about treatment options or disease outcomes. Genome: The entire genetic material of an organism, which means the entire DNA sequence. Genomic Sequencing Procedures (GSPs): Tests that use germline or neoplastic specimens to simultaneously analyze DNA or RNA sequences, typically for a combination of many genes or even an entire exome or genome; the tests often employ technology such as next generation sequencing (NGS) to identify changes to nucleic acid sequences or possibly other variations such as copy number or chromosomal structure, and then use bioinformatics to compare the findings to known genetic changes relevant to a specific clinical condition. Genotype: The genetic, internally coded information of a particular organism or person, distinct from the expressed features or the phenotype. Multianalyte assays with algorithmic analyses (MAAA): A set of codes generally unique to a single clinical laboratory or manufacture; they typically list all the analytic and algorithmic analysis for a type of disease, such a cancer; the type and number of analytes, such as proteins; the lab methods, such as immunoassay; the specimen type, such as blood; and the result type, such as prognostic risk score. Polymerase chain reaction (PCR): A rapid technique for making more copies (amplifying) of a DNA or RNA sequence used in the laboratory. Tips Use this code only for the appropriate proprietary test; report one unit of this code for a single specimen analyzed on a single date of service. Additional Info “U” codes are included in the CPT® code set to identify specific proprietary laboratory analyses (PLA) tests. PLA codes take precedence over the usual 80000 series codes for laboratory/pathology. Use this code only for the above–described test; do not report this test using any other CPT® code. PLA code descriptors follow existing code conventions when possible, and lab techniques used include multianalyte assays with algorithmic analyses (MAAA) and genomic sequencing procedures (GSP), among others. Read Less | Range Specific Guideline Proprietary laboratory analyses (PLA) codes describe proprietary clinical laboratory analyses and can be either provided by a single ("sole-source") laboratory or licensed or marketed to multiple providing laboratories (eg, cleared or approved by the Food and Drug Administration [FDA]). This subsection includes advanced diagnostic laboratory tests (ADLTs) and clinical diagnostic laboratory tests (CDLTs), as defined under the Protecting Access to Medicare Act (PAMA) of 2014. These analyses may include a range of medical laboratory tests including, but not limited to, multianalyte assays with algorithmic analyses (MAAA) and genomic sequencing procedures (GSP). The descriptor nomenclature follows, where possible, existing code conventions (eg, MAAA, GSP). Unless specifically noted, even though the Proprietary Laboratory Analyses section of the code set is located at the end of the Pathology and Laboratory section of the code set, a PLA code does not fulfill Category I code criteria. PLA codes are not required to fulfill the Category I criteria. The standards for inclusion in the PLA section are: The test must be commercially available in the United States for use on human specimens and The clinical laboratory or manufacturer that offers the test must request the code. For similar laboratory analyses that fulfill Category I criteria, see codes listed in the numeric 80000 series. When a PLA code is available to report a given proprietary laboratory service, that PLA code takes precedence. The service should not be reported with any other CPT® code(s) and other CPT® code(s) should not be used to report services that may be reported with that specific PLA code. These codes encompass all analytical services required for the analysis (eg, cell lysis, nucleic acid stabilization, extraction, digestion, amplification, hybridization and detection). For molecular analyses, additional procedures that are required prior to cell lysis (eg, microdissection [codes 88380 and 88381]) may be reported separately. Codes in this subsection are released on a quarterly basis to expedite dissemination for reporting. PLA codes will be published electronically on the AMA CPT® website (ama-assn.org/cpt-pla-codes), distributed via CPT® data files on a quarterly basis, and, at a minimum, made available in print annually in the CPT® codebook. See the Introduction section of the CPT® code set for a complete list of the dates of release and implementation. All codes that are included in this section are also included in Appendix O, with the procedure's proprietary name. In order to report a PLA code, the analysis performed must fulfill the code descriptor and must be the test represented by the proprietary name listed in Appendix O. In some instances, the descriptor language of PLA codes may be identical and the code may only be differentiated by the listed proprietary name in Appendix O. When more than one PLA has an identical descriptor, the codes will be denoted by the symbol "â™“." All PLA tests will have assigned codes in the PLA section of the code set. Any PLA coded test(s) that satisfies Category I criteria and has been accepted by the CPT® Editorial Panel will be designated by the addition of the symbol "^" to the existing PLA code and will remain in the PLA section of the code set. If a proprietary test has already been accepted for a Category I code and a code has not been published, subsequent application for a PLA code will take precedence. The code will only be placed in the PLA section. The accuracy of a PLA code is to be maintained by the original applicant, or the current owner of the test kit or laboratory performing the proprietary test. A new PLA code is required when: 1. Additional nucleic acid (DNA or RNA) and/or protein analysis(es) are added to the current PLA test, or 2. The name of the PLA test has changed in association with changes in test performance or test characteristics. The addition or modification of the therapeutic applications of the test require submission of a code change application, but it may not require a new code number. | 0001U-0599U | https://www.aapc.com/codes/cpt-codes/0096U | 2025-10-27T17:06:33.733519Z
0101U | Hereditary colon cancer disorders (eg, Lynch syndrome, PTEN hamartoma syndrome, Cowden syndrome, familial adenomatosis polyposis), genomic sequence analysis panel utilizing a combination of NGS, Sanger, MLPA, and array CGH, with mRNA analytics to resolve variants of unknown significance when indicated (15 genes [sequencing and deletion/duplication], EPCAM and GREM1 [deletion/duplication only]) | This is a Proprietary Laboratory Analyses (PLA) code, meaning that the code applies to only one unique lab test made by a specific manufacturer or performed by a specific lab. Report 0101U for the ColoNext® test from Ambry Genetics®, which is a genomic sequencing analysis panel for 17 genes associated with hereditary colon cancer disorders. Explanation The lab analyst performs a genomic sequencing analysis panel using a patient specimen such as blood, to determine the order of nucleotides in DNA and compare the findings to a reference library of normal genomes and variant gene sequences for 17 genes associated with hereditary colon cancer disorders. The first 15 genes (APC, MLH1, MSH2, CHEK2, MSH6, MUTYH, PMS2, BMPR1A, SMAD4, PTEN, TP53, CDH1, STK11, POLD1, and POLE) are evaluated using next generation sequencing (NGS) or Sanger sequencing. Additional sequencing (MLPA [multiplex ligation–dependent probe amplification] and array CGH with mRNA analytics) is performed to resolve variants of unknown significance when indicated. Double–stranded sequencing is performed if deletions are detected in certain exons. The EPCAM and GREM1 genes are analyzed only for deletions and duplication, not sequencing. Clinicians order this test to guide medical management or determine the need for earlier or more frequent colonoscopies in patients with hereditary colon cancer disorders such as Lynch syndrome (hereditary non–polyposis colorectal cancer), PTEN hamartoma syndrome (genetic noncancerous growths caused by a PTEN gene mutation), Cowden syndrome (multiple hamartoma syndrome), or familial adenomatosis polyposis, all of which can evolve into cancerous lesions if left untreated. Terminology Algorithm: A specific set of step–by–step calculations using defined inputs at each step to produce a useful output; for multianalyte assays with algorithmic analyses (MAAA), the output involves some sort of diagnostic or prognostic information about treatment options or disease outcomes. Exon: Nucleic acid sequence that includes at least part of the code for a specific product, such as a protein. Familial adenomatous polyposis: An inherited condition that starts with benign (noncancerous) polyps in the colon and rectum that eventually transform into cancerous lesions if left untreated. Genome: The entire genetic material of an organism, which means the entire DNA sequence. Genomic Sequencing Procedures (GSPs): Tests that use germline or neoplastic specimens to simultaneously analyze DNA or RNA sequences, typically for a combination of many genes or even an entire exome or genome; the tests often employ technology such as next generation sequencing (NGS) to identify changes to nucleic acid sequences or possibly other variations such as copy number or chromosomal structure, and then use bioinformatics to compare the findings to known genetic changes relevant to a specific clinical condition. Hereditary: Passed from parent to child through genes, specific nucleic acid sequences associated with a unique function in the body such as production of a specific protein. Multianalyte assays with algorithmic analyses (MAAA): A set of codes generally unique to a single clinical laboratory or manufacture; they typically list all the analytic and algorithmic analysis for a type of disease, such a cancer; the type and number of analytes, such as proteins; the lab methods, such as immunoassay; the specimen type, such as blood; and the result type, such as prognostic risk score. Ribonucleic acid (RNA): One of the essential building blocks of life, along with deoxyribonucleic acid (DNA) and proteins; RNA acts as a messenger (mRNA), carrying genetic information from DNA to proteins, helps regulate cellular processes, and, like enzymes, can speed up chemical reactions; RNA, rather than DNA, carries genetic information in some important viruses. Tips Use this code only for the appropriate proprietary test; report one unit of this code for a single specimen analyzed on a single date of service. Some payers may pay separately for collection of the specimen; check with the appropriate payer. Additional Info “U” codes are included in the CPT® code set to identify specific proprietary laboratory analyses (PLA) tests. PLA codes take precedence over the usual 80000 series codes for laboratory/pathology. Use this code only for the above–described test; do not report this test using any other CPT® code. PLA code descriptors follow existing code conventions when possible, and lab techniques used include multianalyte assays with algorithmic analyses (MAAA) and genomic sequencing procedures (GSP), among others. Read Less | Range Specific Guideline Proprietary laboratory analyses (PLA) codes describe proprietary clinical laboratory analyses and can be either provided by a single ("sole-source") laboratory or licensed or marketed to multiple providing laboratories (eg, cleared or approved by the Food and Drug Administration [FDA]). This subsection includes advanced diagnostic laboratory tests (ADLTs) and clinical diagnostic laboratory tests (CDLTs), as defined under the Protecting Access to Medicare Act (PAMA) of 2014. These analyses may include a range of medical laboratory tests including, but not limited to, multianalyte assays with algorithmic analyses (MAAA) and genomic sequencing procedures (GSP). The descriptor nomenclature follows, where possible, existing code conventions (eg, MAAA, GSP). Unless specifically noted, even though the Proprietary Laboratory Analyses section of the code set is located at the end of the Pathology and Laboratory section of the code set, a PLA code does not fulfill Category I code criteria. PLA codes are not required to fulfill the Category I criteria. The standards for inclusion in the PLA section are: The test must be commercially available in the United States for use on human specimens and The clinical laboratory or manufacturer that offers the test must request the code. For similar laboratory analyses that fulfill Category I criteria, see codes listed in the numeric 80000 series. When a PLA code is available to report a given proprietary laboratory service, that PLA code takes precedence. The service should not be reported with any other CPT® code(s) and other CPT® code(s) should not be used to report services that may be reported with that specific PLA code. These codes encompass all analytical services required for the analysis (eg, cell lysis, nucleic acid stabilization, extraction, digestion, amplification, hybridization and detection). For molecular analyses, additional procedures that are required prior to cell lysis (eg, microdissection [codes 88380 and 88381]) may be reported separately. Codes in this subsection are released on a quarterly basis to expedite dissemination for reporting. PLA codes will be published electronically on the AMA CPT® website (ama-assn.org/cpt-pla-codes), distributed via CPT® data files on a quarterly basis, and, at a minimum, made available in print annually in the CPT® codebook. See the Introduction section of the CPT® code set for a complete list of the dates of release and implementation. All codes that are included in this section are also included in Appendix O, with the procedure's proprietary name. In order to report a PLA code, the analysis performed must fulfill the code descriptor and must be the test represented by the proprietary name listed in Appendix O. In some instances, the descriptor language of PLA codes may be identical and the code may only be differentiated by the listed proprietary name in Appendix O. When more than one PLA has an identical descriptor, the codes will be denoted by the symbol "â™“." All PLA tests will have assigned codes in the PLA section of the code set. Any PLA coded test(s) that satisfies Category I criteria and has been accepted by the CPT® Editorial Panel will be designated by the addition of the symbol "^" to the existing PLA code and will remain in the PLA section of the code set. If a proprietary test has already been accepted for a Category I code and a code has not been published, subsequent application for a PLA code will take precedence. The code will only be placed in the PLA section. The accuracy of a PLA code is to be maintained by the original applicant, or the current owner of the test kit or laboratory performing the proprietary test. A new PLA code is required when: 1. Additional nucleic acid (DNA or RNA) and/or protein analysis(es) are added to the current PLA test, or 2. The name of the PLA test has changed in association with changes in test performance or test characteristics. The addition or modification of the therapeutic applications of the test require submission of a code change application, but it may not require a new code number. | 0001U-0599U | https://www.aapc.com/codes/cpt-codes/0101U | 2025-10-27T17:06:51.500885Z
0102U | Hereditary breast cancer-related disorders (eg, hereditary breast cancer, hereditary ovarian cancer, hereditary endometrial cancer), genomic sequence analysis panel utilizing a combination of NGS, Sanger, MLPA, and array CGH, with mRNA analytics to resolve variants of unknown significance when indicated (17 genes [sequencing and deletion/duplication]) | This is a Proprietary Laboratory Analyses (PLA) code, meaning that the code applies to only one unique lab test made by a specific manufacturer or performed by a specific lab. Report 0102U for the BreastNext® test from Ambry Genetics®, which is a genomic sequence analysis panel of 17 genes associated with hereditary breast cancer–related disorders. Explanation The lab analyst performs a genomic sequencing analysis panel using a patient specimen such as blood, to determine the order of nucleotides in DNA and compare the findings to a reference library of normal genomes and variant gene sequences for 17 genes associated with hereditary breast cancer–related disorders. All 17 genes (ATM, BARD1, BRCA1, BRCA2, BRIP1, CDH1, CHEK2, MRE11A, MUTYH, NBN, NF1, PALB2, PTEN, RAD50, RAD51C, RAD51D, TP53) are evaluated by next generation sequencing (NGS) or Sanger sequencing of all coding domains. NGS is used to detect the BRCA2 Portuguese founder mutation, which is confirmed by polymerase chain reaction (PCR) and agarose gel electrophoresis. Additional Sanger sequencing, MLPA (multiplex ligation–dependent probe amplification), and array CGH with mRNA analytics is performed to resolve variants of unknown significance when indicated. Clinicians order this test for patients to guide medical management and determine the need for further diagnostic procedures for patients with hereditary breast cancer–related disorders such as hereditary breast cancer, hereditary ovarian cancer, and hereditary endometrial cancer. Terminology Algorithm: A specific set of step–by–step calculations using defined inputs at each step to produce a useful output; for multianalyte assays with algorithmic analyses (MAAA), the output involves some sort of diagnostic or prognostic information about treatment options or disease outcomes. Electrophoresis (EP): A lab method using an instrument that is capable of separating the different fractions of the sample, such as hemoglobin or lipids, by applying an electric current to the substance in question; the current causes the migration of the analyte, based on its molecular weight, and allows the analyte to be separated and quantified. Genome: The entire genetic material of an organism, which means the entire DNA sequence. Hereditary: Passed from parent to child through genes, specific nucleic acid sequences associated with a unique function in the body such as production of a specific protein. Multianalyte assays with algorithmic analyses (MAAA): A set of codes generally unique to a single clinical laboratory or manufacture; they typically list all the analytic and algorithmic analysis for a type of disease, such a cancer; the type and number of analytes, such as proteins; the lab methods, such as immunoassay; the specimen type, such as blood; and the result type, such as prognostic risk score. Polymerase chain reaction (PCR): A rapid technique for making more copies (amplifying) of a DNA or RNA sequence used in the laboratory. Ribonucleic acid (RNA): One of the essential building blocks of life, along with deoxyribonucleic acid (DNA) and proteins; RNA acts as a messenger (mRNA), carrying genetic information from DNA to proteins, helps regulate cellular processes, and, like enzymes, can speed up chemical reactions; RNA, rather than DNA, carries genetic information in some important viruses. Tips Use this code only for the appropriate proprietary test; report one unit of this code for a single specimen analyzed on a single date of service. For BRCAplus™ test from Ambry Genetics for hereditary breast cancer disorders, use 0129U Some payers may pay separately for collection of the specimen; check with the appropriate payer. Additional Info “U” codes are included in the CPT® code set to identify specific proprietary laboratory analyses (PLA) tests. PLA codes take precedence over the usual 80000 series codes for laboratory/pathology. Use this code only for the above–described test; do not report this test using any other CPT® code. PLA code descriptors follow existing code conventions when possible, and lab techniques used include multianalyte assays with algorithmic analyses (MAAA) and genomic sequencing procedures (GSP), among others. Read Less | Range Specific Guideline Proprietary laboratory analyses (PLA) codes describe proprietary clinical laboratory analyses and can be either provided by a single ("sole-source") laboratory or licensed or marketed to multiple providing laboratories (eg, cleared or approved by the Food and Drug Administration [FDA]). This subsection includes advanced diagnostic laboratory tests (ADLTs) and clinical diagnostic laboratory tests (CDLTs), as defined under the Protecting Access to Medicare Act (PAMA) of 2014. These analyses may include a range of medical laboratory tests including, but not limited to, multianalyte assays with algorithmic analyses (MAAA) and genomic sequencing procedures (GSP). The descriptor nomenclature follows, where possible, existing code conventions (eg, MAAA, GSP). Unless specifically noted, even though the Proprietary Laboratory Analyses section of the code set is located at the end of the Pathology and Laboratory section of the code set, a PLA code does not fulfill Category I code criteria. PLA codes are not required to fulfill the Category I criteria. The standards for inclusion in the PLA section are: The test must be commercially available in the United States for use on human specimens and The clinical laboratory or manufacturer that offers the test must request the code. For similar laboratory analyses that fulfill Category I criteria, see codes listed in the numeric 80000 series. When a PLA code is available to report a given proprietary laboratory service, that PLA code takes precedence. The service should not be reported with any other CPT® code(s) and other CPT® code(s) should not be used to report services that may be reported with that specific PLA code. These codes encompass all analytical services required for the analysis (eg, cell lysis, nucleic acid stabilization, extraction, digestion, amplification, hybridization and detection). For molecular analyses, additional procedures that are required prior to cell lysis (eg, microdissection [codes 88380 and 88381]) may be reported separately. Codes in this subsection are released on a quarterly basis to expedite dissemination for reporting. PLA codes will be published electronically on the AMA CPT® website (ama-assn.org/cpt-pla-codes), distributed via CPT® data files on a quarterly basis, and, at a minimum, made available in print annually in the CPT® codebook. See the Introduction section of the CPT® code set for a complete list of the dates of release and implementation. All codes that are included in this section are also included in Appendix O, with the procedure's proprietary name. In order to report a PLA code, the analysis performed must fulfill the code descriptor and must be the test represented by the proprietary name listed in Appendix O. In some instances, the descriptor language of PLA codes may be identical and the code may only be differentiated by the listed proprietary name in Appendix O. When more than one PLA has an identical descriptor, the codes will be denoted by the symbol "â™“." All PLA tests will have assigned codes in the PLA section of the code set. Any PLA coded test(s) that satisfies Category I criteria and has been accepted by the CPT® Editorial Panel will be designated by the addition of the symbol "^" to the existing PLA code and will remain in the PLA section of the code set. If a proprietary test has already been accepted for a Category I code and a code has not been published, subsequent application for a PLA code will take precedence. The code will only be placed in the PLA section. The accuracy of a PLA code is to be maintained by the original applicant, or the current owner of the test kit or laboratory performing the proprietary test. A new PLA code is required when: 1. Additional nucleic acid (DNA or RNA) and/or protein analysis(es) are added to the current PLA test, or 2. The name of the PLA test has changed in association with changes in test performance or test characteristics. The addition or modification of the therapeutic applications of the test require submission of a code change application, but it may not require a new code number. | 0001U-0599U | https://www.aapc.com/codes/cpt-codes/0102U | 2025-10-27T17:07:09.138914Z
0103U | Hereditary ovarian cancer (eg, hereditary ovarian cancer, hereditary endometrial cancer), genomic sequence analysis panel utilizing a combination of NGS, Sanger, MLPA, and array CGH, with mRNA analytics to resolve variants of unknown significance when indicated (24 genes [sequencing and deletion/duplication], EPCAM [deletion/duplication only]) | This is a Proprietary Laboratory Analyses (PLA) code, meaning that the code applies to only one unique lab test made by a specific manufacturer or performed by a specific lab. Report 0103U for the OvaNext® test from Ambry Genetics®, which is a genomic sequence analysis panel of 25 genes associated with hereditary ovarian cancer. Explanation The lab analyst performs a genomic sequencing analysis panel using a patient specimen such as blood, to determine the order of nucleotides in DNA and compare the findings to a reference library of normal genomes and variant gene sequences of a total of 25 genes associated with hereditary breast cancer–related disorders. Next generation sequencing (NGS) or Sanger sequencing is used to sequence all coding domains for 24 genes (ATM, BARD1, BRCA1, BRCA2, BRIP1, CDH1, CHEK2, DICER1, MLH1, MRE11A, MSH2, MSH6, MUTYH, NBN, NF1, PALB2, PMS2, PTEN, RAD50, RAD51C, RAD51D, SMARCA4, STK11, and TP53). Promoter region sequencing is performed on the PTEN, MLH1, and MSH2 genes. NGS is used to detect inversion of coding exons 1–7 of the MSH2 gene and the BRCA2 Portuguese founder mutation, which is confirmed by polymerase chain reaction (PCR) and agarose gel electrophoresis. Additional Sanger sequencing, MLPA (multiplex ligation–dependent probe amplification), and array CGH with mRNA analytics is performed to resolve variants of unknown significance when indicated. Deletion/duplication analysis is performed on all 25 genes, including EPCAM, but sequencing is not performed on the EPCAM gene. Clinicians order this test for patients to guide medical management and determine the need for further diagnostic procedures for patients with epithelial ovarian cancer and to improve the possibility of identifying and managing the risks for endometrial cancer and other hereditary cancers. Terminology Algorithm: A specific set of step–by–step calculations using defined inputs at each step to produce a useful output; for multianalyte assays with algorithmic analyses (MAAA), the output involves some sort of diagnostic or prognostic information about treatment options or disease outcomes. BRCA genes: Tumor suppressor genes (BRCA1 and BRCA2) which have been shown to be associated with breast cancer; hundreds of variants have been identified, some of which are harmless; the abbreviation is derived from BReast CAncer. Electrophoresis (EP): A lab method using an instrument that is capable of separating the different fractions of the sample, such as hemoglobin or lipids, by applying an electric current to the substance in question; the current causes the migration of the analyte, based on its molecular weight, and allows the analyte to be separated and quantified. Exon: Nucleic acid sequence that includes at least part of the code for a specific product, such as a protein. Genome: The entire genetic material of an organism, which means the entire DNA sequence. Genomic Sequencing Procedures (GSPs): Tests that use germline or neoplastic specimens to simultaneously analyze DNA or RNA sequences, typically for a combination of many genes or even an entire exome or genome; the tests often employ technology such as next generation sequencing (NGS) to identify changes to nucleic acid sequences or possibly other variations such as copy number or chromosomal structure, and then use bioinformatics to compare the findings to known genetic changes relevant to a specific clinical condition. Hereditary: Passed from parent to child through genes, specific nucleic acid sequences associated with a unique function in the body such as production of a specific protein. Multianalyte assays with algorithmic analyses (MAAA): A set of codes generally unique to a single clinical laboratory or manufacture; they typically list all the analytic and algorithmic analysis for a type of disease, such a cancer; the type and number of analytes, such as proteins; the lab methods, such as immunoassay; the specimen type, such as blood; and the result type, such as prognostic risk score. Polymerase chain reaction (PCR): A rapid technique for making more copies (amplifying) of a DNA or RNA sequence used in the laboratory. Ribonucleic acid (RNA): One of the essential building blocks of life, along with deoxyribonucleic acid (DNA) and proteins; RNA acts as a messenger (mRNA), carrying genetic information from DNA to proteins, helps regulate cellular processes, and, like enzymes, can speed up chemical reactions; RNA, rather than DNA, carries genetic information in some important viruses. Tips Use this code only for the appropriate proprietary test; report one unit of this code for a single specimen analyzed on a single date of service. Some payers may pay separately for collection of the specimen; check with the appropriate payer. Additional Info “U” codes are included in the CPT® code set to identify specific proprietary laboratory analyses (PLA) tests. PLA codes take precedence over the usual 80000 series codes for laboratory/pathology. Use this code only for the above–described test; do not report this test using any other CPT® code. PLA code descriptors follow existing code conventions when possible, and lab techniques used include multianalyte assays with algorithmic analyses (MAAA) and genomic sequencing procedures (GSP), among others. Read Less | Range Specific Guideline Proprietary laboratory analyses (PLA) codes describe proprietary clinical laboratory analyses and can be either provided by a single ("sole-source") laboratory or licensed or marketed to multiple providing laboratories (eg, cleared or approved by the Food and Drug Administration [FDA]). This subsection includes advanced diagnostic laboratory tests (ADLTs) and clinical diagnostic laboratory tests (CDLTs), as defined under the Protecting Access to Medicare Act (PAMA) of 2014. These analyses may include a range of medical laboratory tests including, but not limited to, multianalyte assays with algorithmic analyses (MAAA) and genomic sequencing procedures (GSP). The descriptor nomenclature follows, where possible, existing code conventions (eg, MAAA, GSP). Unless specifically noted, even though the Proprietary Laboratory Analyses section of the code set is located at the end of the Pathology and Laboratory section of the code set, a PLA code does not fulfill Category I code criteria. PLA codes are not required to fulfill the Category I criteria. The standards for inclusion in the PLA section are: The test must be commercially available in the United States for use on human specimens and The clinical laboratory or manufacturer that offers the test must request the code. For similar laboratory analyses that fulfill Category I criteria, see codes listed in the numeric 80000 series. When a PLA code is available to report a given proprietary laboratory service, that PLA code takes precedence. The service should not be reported with any other CPT® code(s) and other CPT® code(s) should not be used to report services that may be reported with that specific PLA code. These codes encompass all analytical services required for the analysis (eg, cell lysis, nucleic acid stabilization, extraction, digestion, amplification, hybridization and detection). For molecular analyses, additional procedures that are required prior to cell lysis (eg, microdissection [codes 88380 and 88381]) may be reported separately. Codes in this subsection are released on a quarterly basis to expedite dissemination for reporting. PLA codes will be published electronically on the AMA CPT® website (ama-assn.org/cpt-pla-codes), distributed via CPT® data files on a quarterly basis, and, at a minimum, made available in print annually in the CPT® codebook. See the Introduction section of the CPT® code set for a complete list of the dates of release and implementation. All codes that are included in this section are also included in Appendix O, with the procedure's proprietary name. In order to report a PLA code, the analysis performed must fulfill the code descriptor and must be the test represented by the proprietary name listed in Appendix O. In some instances, the descriptor language of PLA codes may be identical and the code may only be differentiated by the listed proprietary name in Appendix O. When more than one PLA has an identical descriptor, the codes will be denoted by the symbol "â™“." All PLA tests will have assigned codes in the PLA section of the code set. Any PLA coded test(s) that satisfies Category I criteria and has been accepted by the CPT® Editorial Panel will be designated by the addition of the symbol "^" to the existing PLA code and will remain in the PLA section of the code set. If a proprietary test has already been accepted for a Category I code and a code has not been published, subsequent application for a PLA code will take precedence. The code will only be placed in the PLA section. The accuracy of a PLA code is to be maintained by the original applicant, or the current owner of the test kit or laboratory performing the proprietary test. A new PLA code is required when: 1. Additional nucleic acid (DNA or RNA) and/or protein analysis(es) are added to the current PLA test, or 2. The name of the PLA test has changed in association with changes in test performance or test characteristics. The addition or modification of the therapeutic applications of the test require submission of a code change application, but it may not require a new code number. | 0001U-0599U | https://www.aapc.com/codes/cpt-codes/0103U | 2025-10-27T17:07:27.266587Z
0105U | Nephrology (chronic kidney disease), multiplex electrochemiluminescent immunoassay (ECLIA) of tumor necrosis factor receptor 1A, receptor superfamily 2 (TNFR1, TNFR2), and kidney injury molecule-1 (KIM-1) combined with longitudinal clinical data, including APOL1 genotype if available, and plasma (isolated fresh or frozen), algorithm reported as probability score for rapid kidney function decline (RKFD) | This is a Proprietary Laboratory Analyses (PLA) code, meaning that the code applies to only one unique lab test made by a specific manufacturer or performed by a specific lab. Report 0105U for the KidneyIntelX™ test from RenalytixAI, which combines the results of an immunoassay procedure to detect tumor necrosis factors and kidney injury molecule–1 with clinical data in an algorithm and provides a score to predict the probability of rapid decline in kidney function in a patient. Explanation The lab analyst performs the multiplex electrochemiluminescent immunoassay (ECLIA) test to detect and measure predictive blood–based biomarkers, including tumor necrosis factor receptor 1A, receptor superfamily 2 (sTNFR1, sTNFR2) and kidney injury molecule–1 (KIM1) in a plasma specimen. The lab analyst carries out multiple technical steps to process and test the specimen using immunoassay methods that include placing the specimens in the wells of an automated device, along with a chemiluminescent reagent that binds to the detection antibody only when activated by an electrical charge. The results of the immunoassay are combined with clinical data, along with the APOL1 genotype if known, into an algorithm which provides a score to predict a diabetic patient’s probability of developing rapid kidney function decline (RKFD). Clinicians order this test for patients with type 2 diabetes who appear to have rapidly progressive kidney disease in an effort to develop a treatment plan to slow down, curtail, and prevent further progression. Terminology Algorithm: A specific set of step–by–step calculations using defined inputs at each step to produce a useful output; for multianalyte assays with algorithmic analyses (MAAA), the output involves some sort of diagnostic or prognostic information about treatment options or disease outcomes. Chronic kidney disease (CKD): A condition of gradual loss of kidney function, described in five stages, with stage 1 being the least severe and stage 5 being end stage renal disease, requiring dialysis or kidney transplant for treatment. Genome: The entire genetic material of an organism, which means the entire DNA sequence. Genomic Sequencing Procedures (GSPs): Tests that use germline or neoplastic specimens to simultaneously analyze DNA or RNA sequences, typically for a combination of many genes or even an entire exome or genome; the tests often employ technology such as next generation sequencing (NGS) to identify changes to nucleic acid sequences or possibly other variations such as copy number or chromosomal structure, and then use bioinformatics to compare the findings to known genetic changes relevant to a specific clinical condition. Genotype: The genetic, internally coded information of a particular organism or person, distinct from the expressed features or the phenotype. Immunoassay: A biochemical test that uses an antibody/antigen reaction to detect and possibly quantify a specific substance present in the specimen, such as blood. Multianalyte assays with algorithmic analyses (MAAA): A set of codes generally unique to a single clinical laboratory or manufacture; they typically list all the analytic and algorithmic analysis for a type of disease, such a cancer; the type and number of analytes, such as proteins; the lab methods, such as immunoassay; the specimen type, such as blood; and the result type, such as prognostic risk score. Plasma: The liquid portion of blood that typically suspends blood cells; plasma accounts for about 55 percent of blood volume and contains important components such as proteins, electrolytes, hormones, and coagulation factors. Tumor necrosis factor (TNF): A special type of protein that can induce death (necrosis) of tumor cells but that can also cause inflammation or swelling when it mistakes healthy cells for invaders in patients with autoimmune conditions. Tips Use this code only for the appropriate proprietary test; report one unit of this code for a single specimen analyzed on a single date of service. Some payers may pay separately for collection of the specimen; check with the appropriate payer. Additional Info “U” codes are included in the CPT® code set to identify specific proprietary laboratory analyses (PLA) tests. PLA codes take precedence over the usual 80000 series codes for laboratory/pathology. Use this code only for the above–described test; do not report this test using any other CPT® code. PLA code descriptors follow existing code conventions when possible, and lab techniques used include multianalyte assays with algorithmic analyses (MAAA) and genomic sequencing procedures (GSP), among others. Read Less | Range Specific Guideline Proprietary laboratory analyses (PLA) codes describe proprietary clinical laboratory analyses and can be either provided by a single ("sole-source") laboratory or licensed or marketed to multiple providing laboratories (eg, cleared or approved by the Food and Drug Administration [FDA]). This subsection includes advanced diagnostic laboratory tests (ADLTs) and clinical diagnostic laboratory tests (CDLTs), as defined under the Protecting Access to Medicare Act (PAMA) of 2014. These analyses may include a range of medical laboratory tests including, but not limited to, multianalyte assays with algorithmic analyses (MAAA) and genomic sequencing procedures (GSP). The descriptor nomenclature follows, where possible, existing code conventions (eg, MAAA, GSP). Unless specifically noted, even though the Proprietary Laboratory Analyses section of the code set is located at the end of the Pathology and Laboratory section of the code set, a PLA code does not fulfill Category I code criteria. PLA codes are not required to fulfill the Category I criteria. The standards for inclusion in the PLA section are: The test must be commercially available in the United States for use on human specimens and The clinical laboratory or manufacturer that offers the test must request the code. For similar laboratory analyses that fulfill Category I criteria, see codes listed in the numeric 80000 series. When a PLA code is available to report a given proprietary laboratory service, that PLA code takes precedence. The service should not be reported with any other CPT® code(s) and other CPT® code(s) should not be used to report services that may be reported with that specific PLA code. These codes encompass all analytical services required for the analysis (eg, cell lysis, nucleic acid stabilization, extraction, digestion, amplification, hybridization and detection). For molecular analyses, additional procedures that are required prior to cell lysis (eg, microdissection [codes 88380 and 88381]) may be reported separately. Codes in this subsection are released on a quarterly basis to expedite dissemination for reporting. PLA codes will be published electronically on the AMA CPT® website (ama-assn.org/cpt-pla-codes), distributed via CPT® data files on a quarterly basis, and, at a minimum, made available in print annually in the CPT® codebook. See the Introduction section of the CPT® code set for a complete list of the dates of release and implementation. All codes that are included in this section are also included in Appendix O, with the procedure's proprietary name. In order to report a PLA code, the analysis performed must fulfill the code descriptor and must be the test represented by the proprietary name listed in Appendix O. In some instances, the descriptor language of PLA codes may be identical and the code may only be differentiated by the listed proprietary name in Appendix O. When more than one PLA has an identical descriptor, the codes will be denoted by the symbol "â™“." All PLA tests will have assigned codes in the PLA section of the code set. Any PLA coded test(s) that satisfies Category I criteria and has been accepted by the CPT® Editorial Panel will be designated by the addition of the symbol "^" to the existing PLA code and will remain in the PLA section of the code set. If a proprietary test has already been accepted for a Category I code and a code has not been published, subsequent application for a PLA code will take precedence. The code will only be placed in the PLA section. The accuracy of a PLA code is to be maintained by the original applicant, or the current owner of the test kit or laboratory performing the proprietary test. A new PLA code is required when: 1. Additional nucleic acid (DNA or RNA) and/or protein analysis(es) are added to the current PLA test, or 2. The name of the PLA test has changed in association with changes in test performance or test characteristics. The addition or modification of the therapeutic applications of the test require submission of a code change application, but it may not require a new code number. | 0001U-0599U | https://www.aapc.com/codes/cpt-codes/0105U | 2025-10-27T17:07:45.093380Z
0106U | Gastric emptying, serial collection of 7 timed breath specimens, non-radioisotope carbon-13 (13C) spirulina substrate, analysis of each specimen by gas isotope ratio mass spectrometry, reported as rate of 13CO2 excretion | This is a Proprietary Laboratory Analyses (PLA) code, meaning that the code applies to only one unique lab test made by a specific manufacturer or performed by a specific lab. Report 0106U for the Cairn 13C–Spirulina Gastric Emptying Breath Test (GEBT) from Cairn Diagnostics, d/b/a Advanced Breath Diagnostics, LLC, which is a noninvasive, nonradioactive breath test that measures the rate of gastric emptying of solids in adult patients. Explanation Patients are instructed to have nothing by mouth after midnight or for at least 8 hours preceding the Cairn 13C–Spirulina Gastric Emptying Breath Test (GEBT). The collection of breath specimens and administration of the test meal are performed under the supervision of a healthcare professional, who obtains several premeal breath samples from the patient to provide a non–radioisotope carbon–13 baseline for comparison with the postmeal samples. The patient then consumes a test meal of cooked egg labeled with 13C–Spirulina platensis (a protein–rich blue–green microalgae) particles with 6 saltine crackers and 6 ounces of water. The 13C–Spirulina eventually passes from the stomach into the small intestine where it is absorbed and converted to 13C O2 and expired in the breath. Six breath samples are collected in capped glass tubes at intervals over a four–hour period beginning 45 minutes after the test meal and sent to a laboratory. In the laboratory, all pre– and postmeal breath samples are analyzed by gas isotope ratio mass spectrometry (GIRMS) to determine the ratio of 13C O2 to 12C O2. The patient’s gastric emptying rate is determined by measuring the change in this ratio and comparing it to the patient’s premeal value. A fraction over 1 percent of the food we eat contains 13C, and the remaining almost 99 percent contains 12C, so the test makes use of this information to determine whether the stomach is emptying properly. Spirulina, a nutritionally rich dietary supplement, is an edible form of blue–green microalgae given Class A safety status by the FDA and sold in the U.S. as a health food. This breath test is an alternative to upper endoscopy or scintigraphy. Clinicians order this test for adult patients with symptoms of gastroparesis, which literally means stomach paralysis. Gastroparesis is a digestive disorder in which the stomach muscles stop functioning normally, and the stomach fails to contract and empty into the small bowel completely or at all. Patients experience symptoms of heartburn, nausea and vomiting, unstable blood glucose levels, and a feeling of fullness after meals. The most common cause of gastroparesis is diabetes, but there are other possible causes. Terminology Algorithm: A specific set of step–by–step calculations using defined inputs at each step to produce a useful output; for multianalyte assays with algorithmic analyses (MAAA), the output involves some sort of diagnostic or prognostic information about treatment options or disease outcomes. Carbon 13 (13C): An abbreviation for the nonradioactive isotope carbon 13, one of the 15 known isotopes of carbon, frequently used for clinical laboratory testing purposes; the 13 in the abbreviation is superscripted. Carbon dioxide (CO2): A colorless and odorless gas produced as a result of respiration; it is naturally present in air and is absorbed by plants; the 2 in the abbreviation is subscripted. Diabetes mellitus (DM): A disease in which the body's production or utilization of insulin, the primary hormone involved in glucose metabolism, is insufficient, leading to high levels of blood glucose and subsequent complications, including significant damage to nerves, vessels, and multiple organs; type 1 DM refers to insulin–dependent diabetes mellitus; type 2 DM refers to a form that can be controlled with oral or injectable noninsulin medications. Endoscopy: Examination of a hollow organ or cavity using a lighted tubular instrument with attached camera specially designed for the procedure; endoscopies include those designed for examining the upper and lower intestinal (digestive) tract, the urinary system, and the upper respiratory system. Gas chromatography: A lab method that vaporizes a specimen to separate components to measure them; it uses gases such as nitrogen or helium to aid in this process. Genome: The entire genetic material of an organism, which means the entire DNA sequence. Genomic Sequencing Procedures (GSPs): Tests that use germline or neoplastic specimens to simultaneously analyze DNA or RNA sequences, typically for a combination of many genes or even an entire exome or genome; the tests often employ technology such as next generation sequencing (NGS) to identify changes to nucleic acid sequences or possibly other variations such as copy number or chromosomal structure, and then use bioinformatics to compare the findings to known genetic changes relevant to a specific clinical condition. Isotopes: Atoms of the same element with different numbers of neutrons in their nuclei, thus with different masses (mass numbers), but chemically the same. Isotope ratio mass spectrometry (IRMS): A laboratory technique that measures isotope variations in the light elements (hydrogen, carbon, nitrogen, and oxygen); gas chromatography may be used to separate (fractionate) light elements. Mass spectrometry: A lab technique that separates the components of a sample based on their mass. Multianalyte assays with algorithmic analyses (MAAA): A set of codes generally unique to a single clinical laboratory or manufacture; they typically list all the analytic and algorithmic analysis for a type of disease, such a cancer; the type and number of analytes, such as proteins; the lab methods, such as immunoassay; the specimen type, such as blood; and the result type, such as prognostic risk score. Radioisotope (or radionuclide): A radioactive chemical, an element whose nucleus is unstable and emits radiation; the rate of decay is measured in terms of half–life, the amount of time required for half of the radioactive atoms to decay; radionuclides may be used as radioactive tracers in nuclear imaging or for chemotherapy. Scintigraphy: An imaging technique that produces two–dimensional images using a scintillation counter or camera to detect emissions produced by a radiopharmaceutical, a radioactive substance combined with a drug that targets specific tissues. Tips Use this code only for the appropriate proprietary test; report one unit of this code for a single specimen analyzed on a single date of service. Some payers may pay separately for the collection of the specimen; check with the appropriate payer. CMS excludes this code from CLIA edits and does not require a facility to have any CLIA certificate. Additional Info “U” codes are included in the CPT® code set to identify specific proprietary laboratory analyses (PLA) tests. PLA codes take precedence over the usual 80000 series codes for laboratory/pathology. Use this code only for the above–described test; do not report this test using any other CPT® code. PLA code descriptors follow existing code conventions when possible, and lab techniques used include multianalyte assays with algorithmic analyses (MAAA) and genomic sequencing procedures (GSP), among others. Read Less | Range Specific Guideline Proprietary laboratory analyses (PLA) codes describe proprietary clinical laboratory analyses and can be either provided by a single ("sole-source") laboratory or licensed or marketed to multiple providing laboratories (eg, cleared or approved by the Food and Drug Administration [FDA]). This subsection includes advanced diagnostic laboratory tests (ADLTs) and clinical diagnostic laboratory tests (CDLTs), as defined under the Protecting Access to Medicare Act (PAMA) of 2014. These analyses may include a range of medical laboratory tests including, but not limited to, multianalyte assays with algorithmic analyses (MAAA) and genomic sequencing procedures (GSP). The descriptor nomenclature follows, where possible, existing code conventions (eg, MAAA, GSP). Unless specifically noted, even though the Proprietary Laboratory Analyses section of the code set is located at the end of the Pathology and Laboratory section of the code set, a PLA code does not fulfill Category I code criteria. PLA codes are not required to fulfill the Category I criteria. The standards for inclusion in the PLA section are: The test must be commercially available in the United States for use on human specimens and The clinical laboratory or manufacturer that offers the test must request the code. For similar laboratory analyses that fulfill Category I criteria, see codes listed in the numeric 80000 series. When a PLA code is available to report a given proprietary laboratory service, that PLA code takes precedence. The service should not be reported with any other CPT® code(s) and other CPT® code(s) should not be used to report services that may be reported with that specific PLA code. These codes encompass all analytical services required for the analysis (eg, cell lysis, nucleic acid stabilization, extraction, digestion, amplification, hybridization and detection). For molecular analyses, additional procedures that are required prior to cell lysis (eg, microdissection [codes 88380 and 88381]) may be reported separately. Codes in this subsection are released on a quarterly basis to expedite dissemination for reporting. PLA codes will be published electronically on the AMA CPT® website (ama-assn.org/cpt-pla-codes), distributed via CPT® data files on a quarterly basis, and, at a minimum, made available in print annually in the CPT® codebook. See the Introduction section of the CPT® code set for a complete list of the dates of release and implementation. All codes that are included in this section are also included in Appendix O, with the procedure's proprietary name. In order to report a PLA code, the analysis performed must fulfill the code descriptor and must be the test represented by the proprietary name listed in Appendix O. In some instances, the descriptor language of PLA codes may be identical and the code may only be differentiated by the listed proprietary name in Appendix O. When more than one PLA has an identical descriptor, the codes will be denoted by the symbol "â™“." All PLA tests will have assigned codes in the PLA section of the code set. Any PLA coded test(s) that satisfies Category I criteria and has been accepted by the CPT® Editorial Panel will be designated by the addition of the symbol "^" to the existing PLA code and will remain in the PLA section of the code set. If a proprietary test has already been accepted for a Category I code and a code has not been published, subsequent application for a PLA code will take precedence. The code will only be placed in the PLA section. The accuracy of a PLA code is to be maintained by the original applicant, or the current owner of the test kit or laboratory performing the proprietary test. A new PLA code is required when: 1. Additional nucleic acid (DNA or RNA) and/or protein analysis(es) are added to the current PLA test, or 2. The name of the PLA test has changed in association with changes in test performance or test characteristics. The addition or modification of the therapeutic applications of the test require submission of a code change application, but it may not require a new code number. | 0001U-0599U | https://www.aapc.com/codes/cpt-codes/0106U | 2025-10-27T17:08:03.065757Z
0107U | Clostridium difficile toxin(s) antigen detection by immunoassay technique, stool, qualitative, multiple-step method | This is a Proprietary Laboratory Analyses (PLA) code, meaning that the code applies to only one unique lab test made by a specific manufacturer or performed by a specific lab. Report 0107U for the Singulex Clarity® C. diff toxins A/B assay from Singulex Labs, which uses a rapid, highly sensitive, multi–step immunoassay technique to identify the presence or absence of Clostridium difficile toxins A and B (TcdA and TcdB) in a stool specimen. Explanation The lab analyst performs all the steps to prepare the stool sample before placing it into the automated Singulex Clarity® instrument where the specimen is first centrifuged. The instrument then transfers each sample to a reaction chamber where toxins present in the sample are bound by both capture and detection Clostridium difficile toxins A and B (TcdA and TcdB) antibodies, forming an immune complex. Unbound material is washed away, and a solvent is added to separate the capture antibodies from the detection antibodies. The resulting solution is transferred to a detection chamber where the fluorescently labeled molecules are counted with single–molecule counting technology that uses single–photon fluorescence detection. An algorithm counts detected events, comparing the results to an established curve for native TcdA and TcdB, interprets the data, and provides a combined TcdA–TcdB concentration. The results of 1 to 48 samples in a single assay run are available in 32 minutes. Clinicians order this test for patients suspected to have a Clostridium difficile (C. diff) Infection. C. diff is a normal bacterium found in the stool, but it releases a toxin, a poisonous substance, that causes diarrhea in some patients on antibiotic therapy. It is the most common cause of antibiotic–associated diarrhea and nosocomial (hospital–acquired) infection in the U.S. Terminology Algorithm: A specific set of step–by–step calculations using defined inputs at each step to produce a useful output; for multianalyte assays with algorithmic analyses (MAAA), the output involves some sort of diagnostic or prognostic information about treatment options or disease outcomes. Antigen: A foreign substance that the body reacts to with an immune response, such as producing a specific antibody; lab tests may utilize reactions between antibodies and antigens to identify a substance in a patient specimen. Genome: The entire genetic material of an organism, which means the entire DNA sequence. Genomic Sequencing Procedures (GSPs): Tests that use germline or neoplastic specimens to simultaneously analyze DNA or RNA sequences, typically for a combination of many genes or even an entire exome or genome; the tests often employ technology such as next generation sequencing (NGS) to identify changes to nucleic acid sequences or possibly other variations such as copy number or chromosomal structure, and then use bioinformatics to compare the findings to known genetic changes relevant to a specific clinical condition. Immunoassay: A biochemical test that uses an antibody/antigen reaction to detect and possibly quantify a specific substance present in the specimen, such as blood. Multianalyte assays with algorithmic analyses (MAAA): A set of codes generally unique to a single clinical laboratory or manufacture; they typically list all the analytic and algorithmic analysis for a type of disease, such a cancer; the type and number of analytes, such as proteins; the lab methods, such as immunoassay; the specimen type, such as blood; and the result type, such as prognostic risk score. Qualitative testing: Test to determine the presence or absence of a substance in the specimen. Tips Use this code only for the appropriate proprietary test; report one unit of this code for a single specimen analyzed on a single date of service. Some payers may pay separately for collection of the specimen; check with the appropriate payer. Additional Info “U” codes are included in the CPT® code set to identify specific proprietary laboratory analyses (PLA) tests. PLA codes take precedence over the usual 80000 series codes for laboratory/pathology. Use this code only for the above–described test; do not report this test using any other CPT® code. PLA code descriptors follow existing code conventions when possible, and lab techniques used include multianalyte assays with algorithmic analyses (MAAA) and genomic sequencing procedures (GSP), among others. Read Less | Range Specific Guideline Proprietary laboratory analyses (PLA) codes describe proprietary clinical laboratory analyses and can be either provided by a single ("sole-source") laboratory or licensed or marketed to multiple providing laboratories (eg, cleared or approved by the Food and Drug Administration [FDA]). This subsection includes advanced diagnostic laboratory tests (ADLTs) and clinical diagnostic laboratory tests (CDLTs), as defined under the Protecting Access to Medicare Act (PAMA) of 2014. These analyses may include a range of medical laboratory tests including, but not limited to, multianalyte assays with algorithmic analyses (MAAA) and genomic sequencing procedures (GSP). The descriptor nomenclature follows, where possible, existing code conventions (eg, MAAA, GSP). Unless specifically noted, even though the Proprietary Laboratory Analyses section of the code set is located at the end of the Pathology and Laboratory section of the code set, a PLA code does not fulfill Category I code criteria. PLA codes are not required to fulfill the Category I criteria. The standards for inclusion in the PLA section are: The test must be commercially available in the United States for use on human specimens and The clinical laboratory or manufacturer that offers the test must request the code. For similar laboratory analyses that fulfill Category I criteria, see codes listed in the numeric 80000 series. When a PLA code is available to report a given proprietary laboratory service, that PLA code takes precedence. The service should not be reported with any other CPT® code(s) and other CPT® code(s) should not be used to report services that may be reported with that specific PLA code. These codes encompass all analytical services required for the analysis (eg, cell lysis, nucleic acid stabilization, extraction, digestion, amplification, hybridization and detection). For molecular analyses, additional procedures that are required prior to cell lysis (eg, microdissection [codes 88380 and 88381]) may be reported separately. Codes in this subsection are released on a quarterly basis to expedite dissemination for reporting. PLA codes will be published electronically on the AMA CPT® website (ama-assn.org/cpt-pla-codes), distributed via CPT® data files on a quarterly basis, and, at a minimum, made available in print annually in the CPT® codebook. See the Introduction section of the CPT® code set for a complete list of the dates of release and implementation. All codes that are included in this section are also included in Appendix O, with the procedure's proprietary name. In order to report a PLA code, the analysis performed must fulfill the code descriptor and must be the test represented by the proprietary name listed in Appendix O. In some instances, the descriptor language of PLA codes may be identical and the code may only be differentiated by the listed proprietary name in Appendix O. When more than one PLA has an identical descriptor, the codes will be denoted by the symbol "â™“." All PLA tests will have assigned codes in the PLA section of the code set. Any PLA coded test(s) that satisfies Category I criteria and has been accepted by the CPT® Editorial Panel will be designated by the addition of the symbol "^" to the existing PLA code and will remain in the PLA section of the code set. If a proprietary test has already been accepted for a Category I code and a code has not been published, subsequent application for a PLA code will take precedence. The code will only be placed in the PLA section. The accuracy of a PLA code is to be maintained by the original applicant, or the current owner of the test kit or laboratory performing the proprietary test. A new PLA code is required when: 1. Additional nucleic acid (DNA or RNA) and/or protein analysis(es) are added to the current PLA test, or 2. The name of the PLA test has changed in association with changes in test performance or test characteristics. The addition or modification of the therapeutic applications of the test require submission of a code change application, but it may not require a new code number. | 0001U-0599U | https://www.aapc.com/codes/cpt-codes/0107U | 2025-10-27T17:08:21.026064Z
0108U | Gastroenterology (Barrett's esophagus), whole slide-digital imaging, including morphometric analysis, computer-assisted quantitative immunolabeling of 9 protein biomarkers (p16, AMACR, p53, CD68, COX-2, CD45RO, HIF1a, HER-2, K20) and morphology, formalin-fixed paraffin-embedded tissue, algorithm reported as risk of progression to high-grade dysplasia or cancer | This is a Proprietary Laboratory Analyses (PLA) code, meaning that the code applies to only one unique lab test made by a specific manufacturer or performed by a specific lab. Report 0108U for the TissueCypher® Barrett’s Esophagus Assay from Cernostics Lab, which helps pathologists interpret esophageal biopsies and predicts the risk for high–grade dysplasia or esophageal cancer in patients with Barrett’s esophagus. Explanation The lab analyst applies an immunofluorescent stain to formalin–fixed paraffin–embedded tissue taken from a biopsy during upper gastrointestinal endoscopy. The fluorescence–labeled slides are scanned for 9 protein biomarkers: p16, AMACR, and p53 (indicators of loss of tumor suppression and cell cycle control as well as changes in lipid metabolism), CD68 and COX–2 (indicators of inflammation and macrophage infiltration), CD45RO and HIF1a (signs of angiogenesis and memory lymphocyte infiltration), and HER–2 and K20 (indicators of [cell] proliferation and transformation). TissueCypher® image analysis is also performed to reveal molecular, cellular and morphologic (tissue structure) changes. The results are input into an algorithm which reports the results as a risk score for high–grade dysplasia or cancer. Clinicians order this test for patients with early signs of Barrett’s esophagus with nondysplastic or indeterminate or low–grade dysplasia. Barrett’s esophagus refers to precancerous changes in the esophageal tissues at the cellular level, thought to be caused by chronic gastroesophageal reflux disease (GERD). GERD is backward flow (regurgitation) of bile and stomach acid into the esophagus causing heartburn, esophagitis, and erosion (ulcer) of the esophageal tissues, which can lead to Barrett's esophagus. Although the risk of esophageal cancer in patients with Barrett's esophagus is small, the cancer is so devastating and potentially lethal that patients are watched closely for transformation. Terminology Algorithm: A specific set of step–by–step calculations using defined inputs at each step to produce a useful output; for multianalyte assays with algorithmic analyses (MAAA), the output involves some sort of diagnostic or prognostic information about treatment options or disease outcomes. Angiogenesis: The formation of new blood vessels. Antigen: A foreign substance that the body reacts to with an immune response, such as producing a specific antibody; lab tests may utilize reactions between antibodies and antigens to identify a substance in a patient specimen. Barrett esophagus: Precancerous changes in the esophageal tissues at the cellular level, thought to be caused by chronic gastroesophageal reflux disease (GERD), i.e., backup (reflux) of the stomach contents, which are highly acidic, into the esophagus. Biomarker or biological marker: A measurable substance, such as an enzyme, protein, or gene, that is an indicator of a condition, disease, or normal or abnormal process. Dysplasia: Abnormal cells within tissue which may evolve to become cancerous cells; abnormal growth or development of an organ or other body structure, e.g., hip dysplasia. Formalin: Diluted formaldehyde used to preserve biologic tissue for laboratory analysis. Fluorescence: The emitting of light of a longer wavelength on exposure to light of a shorter wavelength; may also apply to visible or invisible radiation. Genome: The entire genetic material of an organism, which means the entire DNA sequence. Genomic Sequencing Procedures (GSPs): Tests that use germline or neoplastic specimens to simultaneously analyze DNA or RNA sequences, typically for a combination of many genes or even an entire exome or genome; the tests often employ technology such as next generation sequencing (NGS) to identify changes to nucleic acid sequences or possibly other variations such as copy number or chromosomal structure, and then use bioinformatics to compare the findings to known genetic changes relevant to a specific clinical condition. Immunolabeling: A biochemical technique performed in a laboratory that detects and localizes an antigen or antigens to a particular site within a cell, tissue, or organ. Lymphocytes: White blood cells involved in immunity, consisting of B cells, which create antibodies to infectious organisms, and T cells (thymocytes), which produce cell–mediated immune responses toxic to infectious agents. Macrophages: Large white cells that reside in the blood circulation and in all tissues of the body and function to remove or engulf foreign material; also known as scavengers. Morphology: Refers to the size, shape and structure of an organ or other biological tissue as opposed to the function of same. Multianalyte assays with algorithmic analyses (MAAA): A set of codes generally unique to a single clinical laboratory or manufacture; they typically list all the analytic and algorithmic analysis for a type of disease, such a cancer; the type and number of analytes, such as proteins; the lab methods, such as immunoassay; the specimen type, such as blood; and the result type, such as prognostic risk score. Paraffin: A type of wax used in the laboratory to imbed tissue specimens so that they can be handled more easily, e.g., sliced very thin, and preserved. Quantitative measurement: Test to measure the specific quantity of a substance in the specimen. Tips Use this code only for the appropriate proprietary test; report one unit of this code for a single specimen analyzed on a single date of service. Some payers may pay separately for collection of the specimen; check with the appropriate payer. Additional Info “U” codes are included in the CPT® code set to identify specific proprietary laboratory analyses (PLA) tests. PLA codes take precedence over the usual 80000 series codes for laboratory/pathology. Use this code only for the above–described test; do not report this test using any other CPT® code. PLA code descriptors follow existing code conventions when possible, and lab techniques used include multianalyte assays with algorithmic analyses (MAAA) and genomic sequencing procedures (GSP), among others. Read Less | Range Specific Guideline Proprietary laboratory analyses (PLA) codes describe proprietary clinical laboratory analyses and can be either provided by a single ("sole-source") laboratory or licensed or marketed to multiple providing laboratories (eg, cleared or approved by the Food and Drug Administration [FDA]). This subsection includes advanced diagnostic laboratory tests (ADLTs) and clinical diagnostic laboratory tests (CDLTs), as defined under the Protecting Access to Medicare Act (PAMA) of 2014. These analyses may include a range of medical laboratory tests including, but not limited to, multianalyte assays with algorithmic analyses (MAAA) and genomic sequencing procedures (GSP). The descriptor nomenclature follows, where possible, existing code conventions (eg, MAAA, GSP). Unless specifically noted, even though the Proprietary Laboratory Analyses section of the code set is located at the end of the Pathology and Laboratory section of the code set, a PLA code does not fulfill Category I code criteria. PLA codes are not required to fulfill the Category I criteria. The standards for inclusion in the PLA section are: The test must be commercially available in the United States for use on human specimens and The clinical laboratory or manufacturer that offers the test must request the code. For similar laboratory analyses that fulfill Category I criteria, see codes listed in the numeric 80000 series. When a PLA code is available to report a given proprietary laboratory service, that PLA code takes precedence. The service should not be reported with any other CPT® code(s) and other CPT® code(s) should not be used to report services that may be reported with that specific PLA code. These codes encompass all analytical services required for the analysis (eg, cell lysis, nucleic acid stabilization, extraction, digestion, amplification, hybridization and detection). For molecular analyses, additional procedures that are required prior to cell lysis (eg, microdissection [codes 88380 and 88381]) may be reported separately. Codes in this subsection are released on a quarterly basis to expedite dissemination for reporting. PLA codes will be published electronically on the AMA CPT® website (ama-assn.org/cpt-pla-codes), distributed via CPT® data files on a quarterly basis, and, at a minimum, made available in print annually in the CPT® codebook. See the Introduction section of the CPT® code set for a complete list of the dates of release and implementation. All codes that are included in this section are also included in Appendix O, with the procedure's proprietary name. In order to report a PLA code, the analysis performed must fulfill the code descriptor and must be the test represented by the proprietary name listed in Appendix O. In some instances, the descriptor language of PLA codes may be identical and the code may only be differentiated by the listed proprietary name in Appendix O. When more than one PLA has an identical descriptor, the codes will be denoted by the symbol "â™“." All PLA tests will have assigned codes in the PLA section of the code set. Any PLA coded test(s) that satisfies Category I criteria and has been accepted by the CPT® Editorial Panel will be designated by the addition of the symbol "^" to the existing PLA code and will remain in the PLA section of the code set. If a proprietary test has already been accepted for a Category I code and a code has not been published, subsequent application for a PLA code will take precedence. The code will only be placed in the PLA section. The accuracy of a PLA code is to be maintained by the original applicant, or the current owner of the test kit or laboratory performing the proprietary test. A new PLA code is required when: 1. Additional nucleic acid (DNA or RNA) and/or protein analysis(es) are added to the current PLA test, or 2. The name of the PLA test has changed in association with changes in test performance or test characteristics. The addition or modification of the therapeutic applications of the test require submission of a code change application, but it may not require a new code number. | 0001U-0599U | https://www.aapc.com/codes/cpt-codes/0108U | 2025-10-27T17:08:38.732080Z
0109U | Infectious disease (Aspergillus species), real-time PCR for detection of DNA from 4 species (A. fumigatus, A. terreus, A. niger, and A. flavus), blood, lavage fluid, or tissue, qualitative reporting of presence or absence of each species | This is a Proprietary Laboratory Analyses (PLA) code, meaning that the code applies to only one unique lab test made by a specific manufacturer or performed by a specific lab. Report 0109U for the MycoDART–PCR™ Aspergillus diagnostic panel, a dual amplification real–time PCR panel for 4 Aspergillus species from RealTime Laboratories, Inc./MycoDART, Inc., which detects the presence or absence of the fungus in blood, lavage fluid, or tissue. Aspergillus causes a fungal infection called aspergillosis which affects the lungs and other organs and tissue in patients with immunodeficiency. Explanation The lab analyst processes the specimen from a direct source, such as blood, bronchoalveolar lavage (BAL) fluid, or tissue, and performs amplification techniques, such as real–time polymerase chain reaction (PCR) to increase the quantity of 4 Aspergillus species (A. fumigatus, A. terreus, A. niger, and A. flavus), if present. The lab analyst then adds labeled nucleic acid probes that will hybridize (combine) with the targets, allowing the analyst to visualize and identify any targets present in the specimen. The analyst reports the presence or absence of each of the 4 Aspergillus species in the patient specimen, typically within a few hours of receiving the specimen. Although not limited to testing for a specific condition, clinicians may order this test for immunosuppressed patients to aid in the diagnosis of aspergillosis. The condition impacts the respiratory system and may involve various characteristics such as asthma–like symptoms, growth of a fungus ball in a lung lesion, or pneumonia, and can spread to other parts of the body. Although the fungus is widespread, occurring on tree leaves, for instance, individuals with lung diseases, such as asthma or cystic fibrosis or those with compromised immune systems, are more likely to get the disease. Terminology Algorithm: A specific set of step–by–step calculations using defined inputs at each step to produce a useful output; for multianalyte assays with algorithmic analyses (MAAA), the output involves some sort of diagnostic or prognostic information about treatment options or disease outcomes. Amplification: Making more copies of a desired gene for study by processes such as polymerase chain reaction (PCR) or transcription of DNA to RNA and reverse transcription from RNA to make an additional copy of the DNA. Bronchoalveolar lavage (BAL): Instillation of a saline solution or water into the bronchi (the two main passageways for air into the lungs) and the alveoli (air sacs that are a continuation of bronchioles, tiny air passages in the lungs) followed by suctioning to remove the fluid, typically performed during a bronchoscopy for diagnostic or therapeutic purposes. Genome: The entire genetic material of an organism, which means the entire DNA sequence. Genomic Sequencing Procedures (GSPs): Tests that use germline or neoplastic specimens to simultaneously analyze DNA or RNA sequences, typically for a combination of many genes or even an entire exome or genome; the tests often employ technology such as next generation sequencing (NGS) to identify changes to nucleic acid sequences or possibly other variations such as copy number or chromosomal structure, and then use bioinformatics to compare the findings to known genetic changes relevant to a specific clinical condition. Hybridization: Forming a double–stranded DNA or RNA molecule by combining two complementary single strands, usually to identify a genetic mutation. Immunodeficiency: Inability of the body's immune system to fight infection or diseases such as cancer; it may be acquired or congenital (inherited). Lavage: To wash, typically involves instillation of a saline solution or water and suction to remove it; the fluid may be sent to the laboratory for histochemical analysis. Multianalyte assays with algorithmic analyses (MAAA): A set of codes generally unique to a single clinical laboratory or manufacture; they typically list all the analytic and algorithmic analysis for a type of disease, such a cancer; the type and number of analytes, such as proteins; the lab methods, such as immunoassay; the specimen type, such as blood; and the result type, such as prognostic risk score. Nucleic acid: A sequence of specific biological chemicals (nucleotides) that carry genetic information; known as deoxyribonucleic acid (DNA) or ribonucleic acid (RNA). Polymerase chain reaction (PCR): A rapid technique for making more copies (amplifying) of a DNA or RNA sequence used in the laboratory. Qualitative testing: Test to determine the presence or absence of a substance in the specimen. Real time polymerase chain reaction (rt–PCR): A laboratory technique that monitors the progress of a PCR reaction in real time and allows quantification (counting) of PCR product (DNA, cDNA or RNA) from a relatively small amount; rt–PCR is based on detection of fluorescence (emission of light of a longer wavelength in response to light of a shorter wavelength) produced by a reporter molecule which increases as the reaction proceeds. Tips Use this code only for the appropriate proprietary test; report one unit of this code for a single specimen analyzed on a single date of service. Some payers may pay separately for collection of the specimen; check with the appropriate payer. Additional Info “U” codes are included in the CPT® code set to identify specific proprietary laboratory analyses (PLA) tests. PLA codes take precedence over the usual 80000 series codes for laboratory/pathology. Use this code only for the above–described test; do not report this test using any other CPT® code. PLA code descriptors follow existing code conventions when possible, and lab techniques used include multianalyte assays with algorithmic analyses (MAAA) and genomic sequencing procedures (GSP), among others. Read Less | Range Specific Guideline Proprietary laboratory analyses (PLA) codes describe proprietary clinical laboratory analyses and can be either provided by a single ("sole-source") laboratory or licensed or marketed to multiple providing laboratories (eg, cleared or approved by the Food and Drug Administration [FDA]). This subsection includes advanced diagnostic laboratory tests (ADLTs) and clinical diagnostic laboratory tests (CDLTs), as defined under the Protecting Access to Medicare Act (PAMA) of 2014. These analyses may include a range of medical laboratory tests including, but not limited to, multianalyte assays with algorithmic analyses (MAAA) and genomic sequencing procedures (GSP). The descriptor nomenclature follows, where possible, existing code conventions (eg, MAAA, GSP). Unless specifically noted, even though the Proprietary Laboratory Analyses section of the code set is located at the end of the Pathology and Laboratory section of the code set, a PLA code does not fulfill Category I code criteria. PLA codes are not required to fulfill the Category I criteria. The standards for inclusion in the PLA section are: The test must be commercially available in the United States for use on human specimens and The clinical laboratory or manufacturer that offers the test must request the code. For similar laboratory analyses that fulfill Category I criteria, see codes listed in the numeric 80000 series. When a PLA code is available to report a given proprietary laboratory service, that PLA code takes precedence. The service should not be reported with any other CPT® code(s) and other CPT® code(s) should not be used to report services that may be reported with that specific PLA code. These codes encompass all analytical services required for the analysis (eg, cell lysis, nucleic acid stabilization, extraction, digestion, amplification, hybridization and detection). For molecular analyses, additional procedures that are required prior to cell lysis (eg, microdissection [codes 88380 and 88381]) may be reported separately. Codes in this subsection are released on a quarterly basis to expedite dissemination for reporting. PLA codes will be published electronically on the AMA CPT® website (ama-assn.org/cpt-pla-codes), distributed via CPT® data files on a quarterly basis, and, at a minimum, made available in print annually in the CPT® codebook. See the Introduction section of the CPT® code set for a complete list of the dates of release and implementation. All codes that are included in this section are also included in Appendix O, with the procedure's proprietary name. In order to report a PLA code, the analysis performed must fulfill the code descriptor and must be the test represented by the proprietary name listed in Appendix O. In some instances, the descriptor language of PLA codes may be identical and the code may only be differentiated by the listed proprietary name in Appendix O. When more than one PLA has an identical descriptor, the codes will be denoted by the symbol "â™“." All PLA tests will have assigned codes in the PLA section of the code set. Any PLA coded test(s) that satisfies Category I criteria and has been accepted by the CPT® Editorial Panel will be designated by the addition of the symbol "^" to the existing PLA code and will remain in the PLA section of the code set. If a proprietary test has already been accepted for a Category I code and a code has not been published, subsequent application for a PLA code will take precedence. The code will only be placed in the PLA section. The accuracy of a PLA code is to be maintained by the original applicant, or the current owner of the test kit or laboratory performing the proprietary test. A new PLA code is required when: 1. Additional nucleic acid (DNA or RNA) and/or protein analysis(es) are added to the current PLA test, or 2. The name of the PLA test has changed in association with changes in test performance or test characteristics. The addition or modification of the therapeutic applications of the test require submission of a code change application, but it may not require a new code number. | 0001U-0599U | https://www.aapc.com/codes/cpt-codes/0109U | 2025-10-27T17:08:56.290335Z
0110U | Prescription drug monitoring, one or more oral oncology drug(s) and substances, definitive tandem mass spectrometry with chromatography, serum or plasma from capillary blood or venous blood, quantitative report with steady-state range for the prescribed drug(s) when detected | This is a Proprietary Laboratory Analyses (PLA) code, meaning that the code applies to only one unique lab test made by a specific manufacturer or performed by a specific lab. Report 0110U for the Oral OncolyticAssuranceRX test from Firstox Laboratories, LLC, which employs liquid chromatography and tandem mass spectrometry (LC–MS/MS) of serum or plasma from a capillary or venous blood specimen to determine the presence or absence and the quantity of one or more oral oncology drug(s) and substances in a patient’s body. Explanation The test uses liquid chromatography and tandem mass spectrometry (LC–MS/MS) to precisely identify and determine the concentration of analyte(s) in serum or plasma from a capillary or venous blood sample. The test involves preparing the specimen for an automated analytical instrument. The instrument will first pass the sample through a high–pressure liquid chromatograph to separate components, and then ionize the components and transfer them to mass spectrometers to provide structural identity and quantification of individual components based on mass to charge ratio. The panel tests for the presence or absence and the quantity of one or more oral oncology drugs and other substances and includes all drug(s) and metabolite(s) evaluated on a single date of service. Clinicians may order this test to evaluate whether a patient is at steady–state for prescription oncology drugs and whether the drug level is therapeutic (effective) or toxic (causing adverse effects). The test is also useful to determine whether the patient is compliant with the drug treatment and may indicate drug–drug interactions. Terminology Algorithm: A specific set of step–by–step calculations using defined inputs at each step to produce a useful output; for multianalyte assays with algorithmic analyses (MAAA), the output involves some sort of diagnostic or prognostic information about treatment options or disease outcomes. Capillaries: The smallest of the blood vessels, capillaries are one cell thick and allow exchange of oxygen and wastes at the cellular level. Chemotherapy: Treatment using chemical agents and drugs, typically for cancer, autoimmune, or genetic conditions. Chromatography: Laboratory methodologies that separate and analyze the level or presence of a specific analyte in a chemical mixture carried by liquid or gas. Genome: The entire genetic material of an organism, which means the entire DNA sequence. Genomic Sequencing Procedures (GSPs): Tests that use germline or neoplastic specimens to simultaneously analyze DNA or RNA sequences, typically for a combination of many genes or even an entire exome or genome; the tests often employ technology such as next generation sequencing (NGS) to identify changes to nucleic acid sequences or possibly other variations such as copy number or chromosomal structure, and then use bioinformatics to compare the findings to known genetic changes relevant to a specific clinical condition. Liquid chromatography: A lab test that mixes a sample of the patient's fluid (blood, urine, or other bodily fluids) with a reagent and then using pressure, passes it through a solid material; the components in the fluid are absorbed at different areas in the solid material making the components easy to quantify. Mass spectrometry: A lab technique that separates the components of a sample based on their mass. Multianalyte assays with algorithmic analyses (MAAA): A set of codes generally unique to a single clinical laboratory or manufacture; they typically list all the analytic and algorithmic analysis for a type of disease, such a cancer; the type and number of analytes, such as proteins; the lab methods, such as immunoassay; the specimen type, such as blood; and the result type, such as prognostic risk score. Quantitative measurement: Test to measure the specific quantity of a substance in the specimen. Plasma: The liquid portion of blood that typically suspends blood cells; plasma accounts for about 55 percent of blood volume and contains important components such as proteins, electrolytes, hormones, and coagulation factors. Serum: The clear liquid portion of blood that is not cellular and contains important components such as antibodies, proteins produced in blood that are activated as part of the immune response to neutralize specific invaders such as bacteria or viruses. Steady state: In reference to therapeutic drug levels, steady state occurs when peak (highest) and trough (lowest) drug concentrations are equal with two or more successive doses, i.e., the amount of drug administered replaces the amount excreted; may also be described as rate in equals rate out. Venous: Related to veins, blood vessels that carry the deoxygenated blood in the body. Tips Use this code only for the appropriate proprietary test; report one unit of this code for a single specimen analyzed on a single date of service. Some payers may pay separately for collection of the specimen; check with the appropriate payer. Additional Info “U” codes are included in the CPT® code set to identify specific proprietary laboratory analyses (PLA) tests. PLA codes take precedence over the usual 80000 series codes for laboratory/pathology. Use this code only for the above–described test; do not report this test using any other CPT® code. PLA code descriptors follow existing code conventions when possible, and lab techniques used include multianalyte assays with algorithmic analyses (MAAA) and genomic sequencing procedures (GSP), among others. Read Less | Range Specific Guideline Proprietary laboratory analyses (PLA) codes describe proprietary clinical laboratory analyses and can be either provided by a single ("sole-source") laboratory or licensed or marketed to multiple providing laboratories (eg, cleared or approved by the Food and Drug Administration [FDA]). This subsection includes advanced diagnostic laboratory tests (ADLTs) and clinical diagnostic laboratory tests (CDLTs), as defined under the Protecting Access to Medicare Act (PAMA) of 2014. These analyses may include a range of medical laboratory tests including, but not limited to, multianalyte assays with algorithmic analyses (MAAA) and genomic sequencing procedures (GSP). The descriptor nomenclature follows, where possible, existing code conventions (eg, MAAA, GSP). Unless specifically noted, even though the Proprietary Laboratory Analyses section of the code set is located at the end of the Pathology and Laboratory section of the code set, a PLA code does not fulfill Category I code criteria. PLA codes are not required to fulfill the Category I criteria. The standards for inclusion in the PLA section are: The test must be commercially available in the United States for use on human specimens and The clinical laboratory or manufacturer that offers the test must request the code. For similar laboratory analyses that fulfill Category I criteria, see codes listed in the numeric 80000 series. When a PLA code is available to report a given proprietary laboratory service, that PLA code takes precedence. The service should not be reported with any other CPT® code(s) and other CPT® code(s) should not be used to report services that may be reported with that specific PLA code. These codes encompass all analytical services required for the analysis (eg, cell lysis, nucleic acid stabilization, extraction, digestion, amplification, hybridization and detection). For molecular analyses, additional procedures that are required prior to cell lysis (eg, microdissection [codes 88380 and 88381]) may be reported separately. Codes in this subsection are released on a quarterly basis to expedite dissemination for reporting. PLA codes will be published electronically on the AMA CPT® website (ama-assn.org/cpt-pla-codes), distributed via CPT® data files on a quarterly basis, and, at a minimum, made available in print annually in the CPT® codebook. See the Introduction section of the CPT® code set for a complete list of the dates of release and implementation. All codes that are included in this section are also included in Appendix O, with the procedure's proprietary name. In order to report a PLA code, the analysis performed must fulfill the code descriptor and must be the test represented by the proprietary name listed in Appendix O. In some instances, the descriptor language of PLA codes may be identical and the code may only be differentiated by the listed proprietary name in Appendix O. When more than one PLA has an identical descriptor, the codes will be denoted by the symbol "â™“." All PLA tests will have assigned codes in the PLA section of the code set. Any PLA coded test(s) that satisfies Category I criteria and has been accepted by the CPT® Editorial Panel will be designated by the addition of the symbol "^" to the existing PLA code and will remain in the PLA section of the code set. If a proprietary test has already been accepted for a Category I code and a code has not been published, subsequent application for a PLA code will take precedence. The code will only be placed in the PLA section. The accuracy of a PLA code is to be maintained by the original applicant, or the current owner of the test kit or laboratory performing the proprietary test. A new PLA code is required when: 1. Additional nucleic acid (DNA or RNA) and/or protein analysis(es) are added to the current PLA test, or 2. The name of the PLA test has changed in association with changes in test performance or test characteristics. The addition or modification of the therapeutic applications of the test require submission of a code change application, but it may not require a new code number. | 0001U-0599U | https://www.aapc.com/codes/cpt-codes/0110U | 2025-10-27T17:09:14.727180Z
0111U | Oncology (colon cancer), targeted KRAS (codons 12, 13, and 61) and NRAS (codons 12, 13, and 61) gene analysis, utilizing formalin-fixed paraffin-embedded tissue | This is a Proprietary Laboratory Analyses (PLA) code, meaning that the code applies to only one unique lab test made by a specific manufacturer or performed by a specific lab. Report 0111U for the Praxis™ Extended RAS Panel from Illumina, which is a targeted gene analysis panel for KRAS and NRAS codons in biopsy tissue. Mutations in the KRAS and NRAS genes have been found to relate to colon cancer. Explanation Using formalin–fixed paraffin–embedded (FFPE) tissue, the lab analyst performs a targeted gene analysis panel for five to 50 genes to analyze DNA from tumor cells for KRAS (codons 12, 13, and 61) and NRAS (codons 12, 13, and 61). KRAS refers to the Kirsten rat sarcoma viral oncogene homolog, and NRAS to the neuroblastoma RAS viral oncogene homolog, genes known to cause colon cancer. The procedure involves using specialized equipment such as a next generation gene sequencer, which is an automated instrument that determines the order of nucleotides in DNA and compares the findings to a reference library of normal genomes and variant gene sequences associated with specific colon cancer mutations. Although not limited to testing for a specific condition, clinicians may order this test to help evaluate colon biopsy specimens to identify the genetic mutation(s) involved in colon cancer and help the clinician determine the appropriate treatment, specifically to decide patient eligibility for treatment with Vectibix. Terminology Algorithm: A specific set of step–by–step calculations using defined inputs at each step to produce a useful output; for multianalyte assays with algorithmic analyses (MAAA), the output involves some sort of diagnostic or prognostic information about treatment options or disease outcomes. Codon: A sequence of three nucleotides that form a unit of a DNA or mRNA genetic code that corresponds to a specific amino acid. Colon: The part of the large intestine that removes water from digested food, the remainder of which is turned into stool or feces; it has four parts — the ascending, transverse, descending, and sigmoid colon. Deoxyribonucleic acid (DNA): A form of nucleic acid that consists of a sequence of specific biological chemicals (nucleotides) which carry genetic information. Formalin: Diluted formaldehyde used to preserve biologic tissue for laboratory analysis. Gene: Specific nucleic acid sequence associated with a unique function in the body such as production of a specific protein. Genome: The entire genetic material of an organism, which means the entire DNA sequence. Genomic Sequencing Procedures (GSPs): Tests that use germline or neoplastic specimens to simultaneously analyze DNA or RNA sequences, typically for a combination of many genes or even an entire exome or genome; the tests often employ technology such as next generation sequencing (NGS) to identify changes to nucleic acid sequences or possibly other variations such as copy number or chromosomal structure, and then use bioinformatics to compare the findings to known genetic changes relevant to a specific clinical condition. Multianalyte assays with algorithmic analyses (MAAA): A set of codes generally unique to a single clinical laboratory or manufacture; they typically list all the analytic and algorithmic analysis for a type of disease, such a cancer; the type and number of analytes, such as proteins; the lab methods, such as immunoassay; the specimen type, such as blood; and the result type, such as prognostic risk score. Mutation: An alteration in a deoxyribonucleic acid (DNA) sequence that may lead to pathologic changes in the organism. Nucleotide: A compound or organic molecule that forms the basic structural unit of nucleic acids, such as deoxyribonucleic acid (DNA). Paraffin: A type of wax used in the laboratory to imbed tissue specimens so that they can be handled more easily, e.g., sliced very thin, and preserved. Polypeptide: An amino acid sequence linked by the sharing of electrons between atoms; polypeptides are the building blocks of proteins. Ribonucleic acid (RNA): One of the essential building blocks of life, along with deoxyribonucleic acid (DNA) and proteins; RNA acts as a messenger (mRNA), carrying genetic information from DNA to proteins, helps regulate cellular processes, and, like enzymes, can speed up chemical reactions; RNA, rather than DNA, carries genetic information in some important viruses. Tips Use this code only for the appropriate proprietary test; report one unit of this code for a single specimen analyzed on a single date of service. Additional Info “U” codes are included in the CPT® code set to identify specific proprietary laboratory analyses (PLA) tests. PLA codes take precedence over the usual 80000 series codes for laboratory/pathology. Use this code only for the above–described test; do not report this test using any other CPT® code. PLA code descriptors follow existing code conventions when possible, and lab techniques used include multianalyte assays with algorithmic analyses (MAAA) and genomic sequencing procedures (GSP), among others. Read Less | Range Specific Guideline Proprietary laboratory analyses (PLA) codes describe proprietary clinical laboratory analyses and can be either provided by a single ("sole-source") laboratory or licensed or marketed to multiple providing laboratories (eg, cleared or approved by the Food and Drug Administration [FDA]). This subsection includes advanced diagnostic laboratory tests (ADLTs) and clinical diagnostic laboratory tests (CDLTs), as defined under the Protecting Access to Medicare Act (PAMA) of 2014. These analyses may include a range of medical laboratory tests including, but not limited to, multianalyte assays with algorithmic analyses (MAAA) and genomic sequencing procedures (GSP). The descriptor nomenclature follows, where possible, existing code conventions (eg, MAAA, GSP). Unless specifically noted, even though the Proprietary Laboratory Analyses section of the code set is located at the end of the Pathology and Laboratory section of the code set, a PLA code does not fulfill Category I code criteria. PLA codes are not required to fulfill the Category I criteria. The standards for inclusion in the PLA section are: The test must be commercially available in the United States for use on human specimens and The clinical laboratory or manufacturer that offers the test must request the code. For similar laboratory analyses that fulfill Category I criteria, see codes listed in the numeric 80000 series. When a PLA code is available to report a given proprietary laboratory service, that PLA code takes precedence. The service should not be reported with any other CPT® code(s) and other CPT® code(s) should not be used to report services that may be reported with that specific PLA code. These codes encompass all analytical services required for the analysis (eg, cell lysis, nucleic acid stabilization, extraction, digestion, amplification, hybridization and detection). For molecular analyses, additional procedures that are required prior to cell lysis (eg, microdissection [codes 88380 and 88381]) may be reported separately. Codes in this subsection are released on a quarterly basis to expedite dissemination for reporting. PLA codes will be published electronically on the AMA CPT® website (ama-assn.org/cpt-pla-codes), distributed via CPT® data files on a quarterly basis, and, at a minimum, made available in print annually in the CPT® codebook. See the Introduction section of the CPT® code set for a complete list of the dates of release and implementation. All codes that are included in this section are also included in Appendix O, with the procedure's proprietary name. In order to report a PLA code, the analysis performed must fulfill the code descriptor and must be the test represented by the proprietary name listed in Appendix O. In some instances, the descriptor language of PLA codes may be identical and the code may only be differentiated by the listed proprietary name in Appendix O. When more than one PLA has an identical descriptor, the codes will be denoted by the symbol "â™“." All PLA tests will have assigned codes in the PLA section of the code set. Any PLA coded test(s) that satisfies Category I criteria and has been accepted by the CPT® Editorial Panel will be designated by the addition of the symbol "^" to the existing PLA code and will remain in the PLA section of the code set. If a proprietary test has already been accepted for a Category I code and a code has not been published, subsequent application for a PLA code will take precedence. The code will only be placed in the PLA section. The accuracy of a PLA code is to be maintained by the original applicant, or the current owner of the test kit or laboratory performing the proprietary test. A new PLA code is required when: 1. Additional nucleic acid (DNA or RNA) and/or protein analysis(es) are added to the current PLA test, or 2. The name of the PLA test has changed in association with changes in test performance or test characteristics. The addition or modification of the therapeutic applications of the test require submission of a code change application, but it may not require a new code number. | 0001U-0599U | https://www.aapc.com/codes/cpt-codes/0111U | 2025-10-27T17:09:32.399728Z
0112U | Infectious agent detection and identification, targeted sequence analysis (16S and 18S rRNA genes) with drug-resistance gene | This is a Proprietary Laboratory Analyses (PLA) code, meaning that the code applies to only one unique lab test made by a specific manufacturer or performed by a specific lab. Report 0112U for the MicroGenDX® qPCR & NGS for Infection test from MicroGenDX®, which uses quantitative PCR for rapid screening and next generation sequencing with 16S and 18S rRNA genes as targets to detect and identify infectious bacteria and fungi respectively and determine antibiotic resistance of the infectious agents by detection of the drug–resistant gene. Explanation The lab analyst processes the specimen from a direct source, such as blood, feces, urine, swabs, etc. The analyst then performs amplification techniques, such as polymerase chain reaction (PCR) that results in a millionfold increase in the number of copies of a specific target nucleic acid sequence, in this case 16S and 18S rRNA genes. Next–generation sequencing with targeted sequence analysis of the 16S and 18S rRNA genes is used to identify bacterial and fungal infectious agents respectively. The presence or absence of the drug–resistant gene for eight antibiotic classes is also determined. The NIH and CDC estimate that 65% to 80% of bacterial infections are the result of biofilms, communities or collections of related pathogens, as opposed to single pathogens. The MicroGenDX® qPCR & NGS for Infection test can rapidly detect and identify the many pathogens in a biofilm/collaborative community. This technology has also discovered previously unknown pathogens that cause disease. Clinicians order this test in conjunction with other tests for patients suspected to have an infection that cannot be confirmed by culture or that is suspicious for drug resistance. Terminology Algorithm: A specific set of step–by–step calculations using defined inputs at each step to produce a useful output; for multianalyte assays with algorithmic analyses (MAAA), the output involves some sort of diagnostic or prognostic information about treatment options or disease outcomes. Genome: The entire genetic material of an organism, which means the entire DNA sequence. Genomic Sequencing Procedures (GSPs): Tests that use germline or neoplastic specimens to simultaneously analyze DNA or RNA sequences, typically for a combination of many genes or even an entire exome or genome; the tests often employ technology such as next generation sequencing (NGS) to identify changes to nucleic acid sequences or possibly other variations such as copy number or chromosomal structure, and then use bioinformatics to compare the findings to known genetic changes relevant to a specific clinical condition. Microbes: Microorganisms that cause disease or fermentation, generally refers to bacteria but may also refer to bacilli, viruses, fungi, algae, or protozoa. Multianalyte assays with algorithmic analyses (MAAA): A set of codes generally unique to a single clinical laboratory or manufacture; they typically list all the analytic and algorithmic analysis for a type of disease, such a cancer; the type and number of analytes, such as proteins; the lab methods, such as immunoassay; the specimen type, such as blood; and the result type, such as prognostic risk score. Next–generation sequencing (NGS): A general term for number of different modern DNA and RNA sequencing technologies that are quicker and cheaper than the previous methods; also known as high–throughput sequencing. Polymerase chain reaction (PCR): A rapid technique for making more copies (amplifying) of a DNA or RNA sequence used in the laboratory. Quantitative measurement: Test to measure the specific quantity of a substance in the specimen. Polypeptide: An amino acid sequence linked by the sharing of electrons between atoms; polypeptides are the building blocks of proteins. Ribonucleic acid (RNA): One of the essential building blocks of life, along with deoxyribonucleic acid (DNA) and proteins; RNA acts as a messenger (mRNA), carrying genetic information from DNA to proteins, helps regulate cellular processes, and, like enzymes, can speed up chemical reactions; RNA, rather than DNA, carries genetic information in some important viruses. Ribosomal RNA (rRNA): RNA–rich particles or granules in the cytoplasm (substance) of living cells; ribosomes bind messenger RNA (mRNA) and transfer RNA (tRNA) to synthesize polypeptides and proteins. Targeted (gene) sequencing: Molecular gene sequencing technology, often next–generation sequencing (NGS), that focuses on a specific gene, set of genes, or gene region for analysis, useful in identifying whether genes or genetic mutations known to be associated with specific conditions are present; in NGS, multiple genes can be assessed across many samples in parallel at the same time. Tips Use this code only for the appropriate proprietary test; report one unit of this code for a single specimen analyzed on a single date of service. Some payers may pay separately for collection of the specimen; check with the appropriate payer. Additional Info “U” codes are included in the CPT® code set to identify specific proprietary laboratory analyses (PLA) tests. PLA codes take precedence over the usual 80000 series codes for laboratory/pathology. Use this code only for the above–described test; do not report this test using any other CPT® code. PLA code descriptors follow existing code conventions when possible, and lab techniques used include multianalyte assays with algorithmic analyses (MAAA) and genomic sequencing procedures (GSP), among others. Read Less | Range Specific Guideline Proprietary laboratory analyses (PLA) codes describe proprietary clinical laboratory analyses and can be either provided by a single ("sole-source") laboratory or licensed or marketed to multiple providing laboratories (eg, cleared or approved by the Food and Drug Administration [FDA]). This subsection includes advanced diagnostic laboratory tests (ADLTs) and clinical diagnostic laboratory tests (CDLTs), as defined under the Protecting Access to Medicare Act (PAMA) of 2014. These analyses may include a range of medical laboratory tests including, but not limited to, multianalyte assays with algorithmic analyses (MAAA) and genomic sequencing procedures (GSP). The descriptor nomenclature follows, where possible, existing code conventions (eg, MAAA, GSP). Unless specifically noted, even though the Proprietary Laboratory Analyses section of the code set is located at the end of the Pathology and Laboratory section of the code set, a PLA code does not fulfill Category I code criteria. PLA codes are not required to fulfill the Category I criteria. The standards for inclusion in the PLA section are: The test must be commercially available in the United States for use on human specimens and The clinical laboratory or manufacturer that offers the test must request the code. For similar laboratory analyses that fulfill Category I criteria, see codes listed in the numeric 80000 series. When a PLA code is available to report a given proprietary laboratory service, that PLA code takes precedence. The service should not be reported with any other CPT® code(s) and other CPT® code(s) should not be used to report services that may be reported with that specific PLA code. These codes encompass all analytical services required for the analysis (eg, cell lysis, nucleic acid stabilization, extraction, digestion, amplification, hybridization and detection). For molecular analyses, additional procedures that are required prior to cell lysis (eg, microdissection [codes 88380 and 88381]) may be reported separately. Codes in this subsection are released on a quarterly basis to expedite dissemination for reporting. PLA codes will be published electronically on the AMA CPT® website (ama-assn.org/cpt-pla-codes), distributed via CPT® data files on a quarterly basis, and, at a minimum, made available in print annually in the CPT® codebook. See the Introduction section of the CPT® code set for a complete list of the dates of release and implementation. All codes that are included in this section are also included in Appendix O, with the procedure's proprietary name. In order to report a PLA code, the analysis performed must fulfill the code descriptor and must be the test represented by the proprietary name listed in Appendix O. In some instances, the descriptor language of PLA codes may be identical and the code may only be differentiated by the listed proprietary name in Appendix O. When more than one PLA has an identical descriptor, the codes will be denoted by the symbol "â™“." All PLA tests will have assigned codes in the PLA section of the code set. Any PLA coded test(s) that satisfies Category I criteria and has been accepted by the CPT® Editorial Panel will be designated by the addition of the symbol "^" to the existing PLA code and will remain in the PLA section of the code set. If a proprietary test has already been accepted for a Category I code and a code has not been published, subsequent application for a PLA code will take precedence. The code will only be placed in the PLA section. The accuracy of a PLA code is to be maintained by the original applicant, or the current owner of the test kit or laboratory performing the proprietary test. A new PLA code is required when: 1. Additional nucleic acid (DNA or RNA) and/or protein analysis(es) are added to the current PLA test, or 2. The name of the PLA test has changed in association with changes in test performance or test characteristics. The addition or modification of the therapeutic applications of the test require submission of a code change application, but it may not require a new code number. | 0001U-0599U | https://www.aapc.com/codes/cpt-codes/0112U | 2025-10-27T17:09:50.143242Z
0113U | Oncology (prostate), measurement of PCA3 and TMPRSS2-ERG in urine and PSA in serum following prostatic massage, by RNA amplification and fluorescence-based detection, algorithm reported as risk score | This is a Proprietary Laboratory Analyses (PLA) code, meaning that the code applies to only one unique lab test made by a specific manufacturer or performed by a specific lab. Report 0113U for the MiPS (Mi–Prostate Score) test from Mlabs, which uses RNA amplification and fluorescence labeling to detect two genes (TMPRSS2–ERG and PCA3) specific for prostate cancer, which are entered into a proprietary algorithm along with serum PSA level to develop a risk score for prostate cancer. Explanation Specimens consist of a urine specimen and a serum specimen obtained after prostate massage. The lab analyst performs all technical steps, from extracting the nucleic acids by methods such as cell lysis and digestion, to increasing and stabilizing the quantity of nucleic acid for analysis by transcription mediated amplification, to detecting the target genes by methods such as hybridization with RNA fluorescent probes and quantification of prostate cancer antigen 3 (PCA3) and transmembrane protease serine 2 (TMPRSS2–ERG) genes. An algorithmic analysis provides a risk score for prostate cancer using the results for urine TMPRSS2–ERG and PCA3 levels plus patient serum PSA values. Clinicians order this test for patients with previously known high PSA scores to help the clinician and patient determine whether to continue to monitor PSA results or proceed with a prostate biopsy for further diagnosis. High levels of TMPRSS2–ERG and PCA3 in the urine usually indicate prostate cancer. Terminology Algorithm: A specific set of step–by–step calculations using defined inputs at each step to produce a useful output; for multianalyte assays with algorithmic analyses (MAAA), the output involves some sort of diagnostic or prognostic information about treatment options or disease outcomes. Amplification: Making more copies of a desired gene for study by processes such as polymerase chain reaction (PCR) or transcription of DNA to RNA and reverse transcription from RNA to make an additional copy of the DNA. Antigen: A foreign substance that the body reacts to with an immune response, such as producing a specific antibody; lab tests may utilize reactions between antibodies and antigens to identify a substance in a patient specimen. Fluorescence: The emitting of light of a longer wavelength on exposure to light of a shorter wavelength; may also apply to visible or invisible radiation. Genome: The entire genetic material of an organism, which means the entire DNA sequence. Genomic Sequencing Procedures (GSPs): Tests that use germline or neoplastic specimens to simultaneously analyze DNA or RNA sequences, typically for a combination of many genes or even an entire exome or genome; the tests often employ technology such as next generation sequencing (NGS) to identify changes to nucleic acid sequences or possibly other variations such as copy number or chromosomal structure, and then use bioinformatics to compare the findings to known genetic changes relevant to a specific clinical condition. Hybridization: Forming a double–stranded DNA or RNA molecule by combining two complementary single strands, usually to identify a genetic mutation. Multianalyte assays with algorithmic analyses (MAAA): A set of codes generally unique to a single clinical laboratory or manufacture; they typically list all the analytic and algorithmic analysis for a type of disease, such a cancer; the type and number of analytes, such as proteins; the lab methods, such as immunoassay; the specimen type, such as blood; and the result type, such as prognostic risk score. Probe (noun): A substance, such as a nucleic acid sequence (DNA or RNA) or antibody, labeled with a “marker” (such as fluorescent dye), used to detect a complementary “target” substance in the specimen. Prostate specific antigen (PSA): An enzyme produced in the prostate gland that when elevated indicates the presence of prostate cancer. Quantitative measurement: Test to measure the specific quantity of a substance in the specimen. Ribonucleic acid (RNA): One of the essential building blocks of life, along with deoxyribonucleic acid (DNA) and proteins; RNA acts as a messenger (mRNA), carrying genetic information from DNA to proteins, helps regulate cellular processes, and, like enzymes, can speed up chemical reactions; RNA, rather than DNA, carries genetic information in some important viruses. Serum: The clear liquid portion of blood that is not cellular and contains important components such as antibodies, proteins produced in blood that are activated as part of the immune response to neutralize specific invaders such as bacteria or viruses. Tips Use this code only for the appropriate proprietary test; report one unit of this code for a single specimen analyzed on a single date of service. Some payers may pay separately for collection of the specimen; check with the appropriate payer. Additional Info “U” codes are included in the CPT® code set to identify specific proprietary laboratory analyses (PLA) tests. PLA codes take precedence over the usual 80000 series codes for laboratory/pathology. Use this code only for the above–described test; do not report this test using any other CPT® code. PLA code descriptors follow existing code conventions when possible, and lab techniques used include multianalyte assays with algorithmic analyses (MAAA) and genomic sequencing procedures (GSP), among others. Read Less | Range Specific Guideline Proprietary laboratory analyses (PLA) codes describe proprietary clinical laboratory analyses and can be either provided by a single ("sole-source") laboratory or licensed or marketed to multiple providing laboratories (eg, cleared or approved by the Food and Drug Administration [FDA]). This subsection includes advanced diagnostic laboratory tests (ADLTs) and clinical diagnostic laboratory tests (CDLTs), as defined under the Protecting Access to Medicare Act (PAMA) of 2014. These analyses may include a range of medical laboratory tests including, but not limited to, multianalyte assays with algorithmic analyses (MAAA) and genomic sequencing procedures (GSP). The descriptor nomenclature follows, where possible, existing code conventions (eg, MAAA, GSP). Unless specifically noted, even though the Proprietary Laboratory Analyses section of the code set is located at the end of the Pathology and Laboratory section of the code set, a PLA code does not fulfill Category I code criteria. PLA codes are not required to fulfill the Category I criteria. The standards for inclusion in the PLA section are: The test must be commercially available in the United States for use on human specimens and The clinical laboratory or manufacturer that offers the test must request the code. For similar laboratory analyses that fulfill Category I criteria, see codes listed in the numeric 80000 series. When a PLA code is available to report a given proprietary laboratory service, that PLA code takes precedence. The service should not be reported with any other CPT® code(s) and other CPT® code(s) should not be used to report services that may be reported with that specific PLA code. These codes encompass all analytical services required for the analysis (eg, cell lysis, nucleic acid stabilization, extraction, digestion, amplification, hybridization and detection). For molecular analyses, additional procedures that are required prior to cell lysis (eg, microdissection [codes 88380 and 88381]) may be reported separately. Codes in this subsection are released on a quarterly basis to expedite dissemination for reporting. PLA codes will be published electronically on the AMA CPT® website (ama-assn.org/cpt-pla-codes), distributed via CPT® data files on a quarterly basis, and, at a minimum, made available in print annually in the CPT® codebook. See the Introduction section of the CPT® code set for a complete list of the dates of release and implementation. All codes that are included in this section are also included in Appendix O, with the procedure's proprietary name. In order to report a PLA code, the analysis performed must fulfill the code descriptor and must be the test represented by the proprietary name listed in Appendix O. In some instances, the descriptor language of PLA codes may be identical and the code may only be differentiated by the listed proprietary name in Appendix O. When more than one PLA has an identical descriptor, the codes will be denoted by the symbol "â™“." All PLA tests will have assigned codes in the PLA section of the code set. Any PLA coded test(s) that satisfies Category I criteria and has been accepted by the CPT® Editorial Panel will be designated by the addition of the symbol "^" to the existing PLA code and will remain in the PLA section of the code set. If a proprietary test has already been accepted for a Category I code and a code has not been published, subsequent application for a PLA code will take precedence. The code will only be placed in the PLA section. The accuracy of a PLA code is to be maintained by the original applicant, or the current owner of the test kit or laboratory performing the proprietary test. A new PLA code is required when: 1. Additional nucleic acid (DNA or RNA) and/or protein analysis(es) are added to the current PLA test, or 2. The name of the PLA test has changed in association with changes in test performance or test characteristics. The addition or modification of the therapeutic applications of the test require submission of a code change application, but it may not require a new code number. | 0001U-0599U | https://www.aapc.com/codes/cpt-codes/0113U | 2025-10-27T17:10:08.261266Z
0114U | Gastroenterology (Barrett's esophagus), VIM and CCNA1 methylation analysis, esophageal cells, algorithm reported as likelihood for Barrett's esophagus | This is a Proprietary Laboratory Analyses (PLA) code, meaning that the code applies to only one unique lab test made by a specific manufacturer or performed by a specific lab. Report 0114U for the EsoGuard™ test from Lucid Diagnostics, which uses cytosine methylation analysis of esophageal cells obtained from a swallowed balloon device and inputs the findings into an algorithm; the results are reported as the presence or absence of VIM and CCNA1 methylation, which is a predictor of Barrett’s esophagus. Explanation The patient swallows an encapsulated, expandable balloon with a textured surface in a vitamin pill–sized capsule attached to a catheter. Once the capsule is in the stomach, the balloon is everted from the capsule, inflated, and gently withdrawn 3 to 6 cm back into the esophagus where it samples the luminal epithelial lining of the esophagus. After sampling, the balloon is deflated and inverted back into the capsule. The capsule is extracted through the mouth and sent to a laboratory where DNA is extracted from the surface of the balloon for molecular VIM and CCNA1 methylation analysis. In DNA methylation analysis, methyl groups are added to the DNA molecule. Using next generation sequencing, DNA molecules are analyzed for cytosine methylation at 31 genomic locations. Methylation changes the DNA segment activity without changing the DNA sequence but represses gene transcription (RNA synthesis) when located in a gene promoter. DNA methylation in Barrett's esophagus chemically modifies the VIM and CCNA1 genes. Clinicians order this test to help diagnose nondysplastic and both low–grade and high–grade dysplastic Barrett's esophagus in addition to adenocarcinoma of the esophagus and gastroesophageal junction. Barrett's esophagus is thought to be caused by chronic gastroesophageal reflux disease (GERD). GERD is backward flow (regurgitation) of bile and stomach acid into the esophagus, causing heartburn, esophagitis, and erosion (ulcer) of the esophageal tissues. Although the risk of esophageal cancer in patients with Barrett's esophagus is small, the cancer is so devastating and potentially lethal that patients are watched closely for transformation. Terminology Algorithm: A specific set of step–by–step calculations using defined inputs at each step to produce a useful output; for multianalyte assays with algorithmic analyses (MAAA), the output involves some sort of diagnostic or prognostic information about treatment options or disease outcomes. Barrett esophagus: Precancerous changes in the esophageal tissues at the cellular level, thought to be caused by chronic gastroesophageal reflux disease (GERD), i.e., backup (reflux) of the stomach contents, which are highly acidic, into the esophagus. Dysplasia: Abnormal cells within tissue which may evolve to become cancerous cells; abnormal growth or development of an organ or other body structure, e.g., hip dysplasia. Esophagus: The long tubular portion of the digestive tract that stretches between the throat and the stomach. Genome: The entire genetic material of an organism, which means the entire DNA sequence. Genomic Sequencing Procedures (GSPs): Tests that use germline or neoplastic specimens to simultaneously analyze DNA or RNA sequences, typically for a combination of many genes or even an entire exome or genome; the tests often employ technology such as next generation sequencing (NGS) to identify changes to nucleic acid sequences or possibly other variations such as copy number or chromosomal structure, and then use bioinformatics to compare the findings to known genetic changes relevant to a specific clinical condition. Methylation analysis: Analysis of DNA patterns following attachment of methyl groups to cytosine bases to indicate the presence or absence of genetic changes related to a disease. Multianalyte assays with algorithmic analyses (MAAA): A set of codes generally unique to a single clinical laboratory or manufacture; they typically list all the analytic and algorithmic analysis for a type of disease, such a cancer; the type and number of analytes, such as proteins; the lab methods, such as immunoassay; the specimen type, such as blood; and the result type, such as prognostic risk score. Tips Use this code only for the appropriate proprietary test; report one unit of this code for a single specimen analyzed on a single date of service. Some payers may pay separately for collection of the specimen; check with the appropriate payer. Additional Info “U” codes are included in the CPT® code set to identify specific proprietary laboratory analyses (PLA) tests. PLA codes take precedence over the usual 80000 series codes for laboratory/pathology. Use this code only for the above–described test; do not report this test using any other CPT® code. PLA code descriptors follow existing code conventions when possible, and lab techniques used include multianalyte assays with algorithmic analyses (MAAA) and genomic sequencing procedures (GSP), among others. Read Less | Range Specific Guideline Proprietary laboratory analyses (PLA) codes describe proprietary clinical laboratory analyses and can be either provided by a single ("sole-source") laboratory or licensed or marketed to multiple providing laboratories (eg, cleared or approved by the Food and Drug Administration [FDA]). This subsection includes advanced diagnostic laboratory tests (ADLTs) and clinical diagnostic laboratory tests (CDLTs), as defined under the Protecting Access to Medicare Act (PAMA) of 2014. These analyses may include a range of medical laboratory tests including, but not limited to, multianalyte assays with algorithmic analyses (MAAA) and genomic sequencing procedures (GSP). The descriptor nomenclature follows, where possible, existing code conventions (eg, MAAA, GSP). Unless specifically noted, even though the Proprietary Laboratory Analyses section of the code set is located at the end of the Pathology and Laboratory section of the code set, a PLA code does not fulfill Category I code criteria. PLA codes are not required to fulfill the Category I criteria. The standards for inclusion in the PLA section are: The test must be commercially available in the United States for use on human specimens and The clinical laboratory or manufacturer that offers the test must request the code. For similar laboratory analyses that fulfill Category I criteria, see codes listed in the numeric 80000 series. When a PLA code is available to report a given proprietary laboratory service, that PLA code takes precedence. The service should not be reported with any other CPT® code(s) and other CPT® code(s) should not be used to report services that may be reported with that specific PLA code. These codes encompass all analytical services required for the analysis (eg, cell lysis, nucleic acid stabilization, extraction, digestion, amplification, hybridization and detection). For molecular analyses, additional procedures that are required prior to cell lysis (eg, microdissection [codes 88380 and 88381]) may be reported separately. Codes in this subsection are released on a quarterly basis to expedite dissemination for reporting. PLA codes will be published electronically on the AMA CPT® website (ama-assn.org/cpt-pla-codes), distributed via CPT® data files on a quarterly basis, and, at a minimum, made available in print annually in the CPT® codebook. See the Introduction section of the CPT® code set for a complete list of the dates of release and implementation. All codes that are included in this section are also included in Appendix O, with the procedure's proprietary name. In order to report a PLA code, the analysis performed must fulfill the code descriptor and must be the test represented by the proprietary name listed in Appendix O. In some instances, the descriptor language of PLA codes may be identical and the code may only be differentiated by the listed proprietary name in Appendix O. When more than one PLA has an identical descriptor, the codes will be denoted by the symbol "â™“." All PLA tests will have assigned codes in the PLA section of the code set. Any PLA coded test(s) that satisfies Category I criteria and has been accepted by the CPT® Editorial Panel will be designated by the addition of the symbol "^" to the existing PLA code and will remain in the PLA section of the code set. If a proprietary test has already been accepted for a Category I code and a code has not been published, subsequent application for a PLA code will take precedence. The code will only be placed in the PLA section. The accuracy of a PLA code is to be maintained by the original applicant, or the current owner of the test kit or laboratory performing the proprietary test. A new PLA code is required when: 1. Additional nucleic acid (DNA or RNA) and/or protein analysis(es) are added to the current PLA test, or 2. The name of the PLA test has changed in association with changes in test performance or test characteristics. The addition or modification of the therapeutic applications of the test require submission of a code change application, but it may not require a new code number. | 0001U-0599U | https://www.aapc.com/codes/cpt-codes/0114U | 2025-10-27T17:10:26.182694Z
0115U | Respiratory infectious agent detection by nucleic acid (DNA and RNA), 18 viral types and subtypes and 2 bacterial targets, amplified probe technique, including multiplex reverse transcription for RNA targets, each analyte reported as detected or not detected | This is a Proprietary Laboratory Analyses (PLA) code, meaning that the code applies to only one unique lab test made by a specific manufacturer or performed by a specific lab. Report 0115U for the ePlex® Respiratory Pathogen (RP) Panel (ePlex RP® panel) from GenMark Diagnostics, Inc., which is an automated molecular multiplexed nucleic acid diagnostic test on a nasopharyngeal specimen collected obtained from patients suspected of respiratory tract infections for a total of 20 (2 bacterial and 18 viral) common viral and bacterial respiratory pathogens. Explanation The ePlex® Respiratory Pathogen (RP) Panel is an automated laboratory panel that generates a result for 20 respiratory pathogens (18 viral, 2 bacterial) in a single report. Viral targets include Adenovirus; Coronavirus (229E, HKU1, NL63, OC43); human Metapneumovirus; human Rhinovirus/Enterovirus; Influenza A, A H1, A H1–2009, A H3, and Influenza B; Parainfluenza 1, 2, 3, and 4; and Respiratory Syncytial Virus A and B. Bacterial targets include Chlamydia pneumoniae and Mycoplasma pneumoniae. The lab analyst prepares the nasopharyngeal specimen and places it in the ePlex® system. The ePlex® employs nucleic acid extraction, target amplification via polymerase chain reaction (PCR) or reverse transcription PCR (RT–PCR), and hybridization of target DNA. The ePlex® generates a detection report for each targeted analyte. Clinicians order this test for patients suspected to have a viral or bacterial respiratory infection. Terminology Algorithm: A specific set of step–by–step calculations using defined inputs at each step to produce a useful output; for multianalyte assays with algorithmic analyses (MAAA), the output involves some sort of diagnostic or prognostic information about treatment options or disease outcomes. Amplification: Making more copies of a desired gene for study by processes such as polymerase chain reaction (PCR) or transcription of DNA to RNA and reverse transcription from RNA to make an additional copy of the DNA. Analyte: The substance the analyst is measuring during a test. Bacteria (sing. bacterium): Single–celled microorganisms visible only with a microscope, some of which cause infection; may also be referred to as bacilli (sing. bacillus). Deoxyribonucleic acid (DNA): A form of nucleic acid that consists of a sequence of specific biological chemicals (nucleotides) which carry genetic information. Genome: The entire genetic material of an organism, which means the entire DNA sequence. Genomic Sequencing Procedures (GSPs): Tests that use germline or neoplastic specimens to simultaneously analyze DNA or RNA sequences, typically for a combination of many genes or even an entire exome or genome; the tests often employ technology such as next generation sequencing (NGS) to identify changes to nucleic acid sequences or possibly other variations such as copy number or chromosomal structure, and then use bioinformatics to compare the findings to known genetic changes relevant to a specific clinical condition. Multianalyte assays with algorithmic analyses (MAAA): A set of codes generally unique to a single clinical laboratory or manufacture; they typically list all the analytic and algorithmic analysis for a type of disease, such a cancer; the type and number of analytes, such as proteins; the lab methods, such as immunoassay; the specimen type, such as blood; and the result type, such as prognostic risk score. Nucleic acid: A sequence of specific biological chemicals (nucleotides) that carry genetic information; known as deoxyribonucleic acid (DNA) or ribonucleic acid (RNA). Pathogen: An organism, such as bacteria, virus, parasites, or fungi, that causes an infection. Probe (noun): A substance, such as a nucleic acid sequence (DNA or RNA) or antibody, labeled with a “marker” (such as fluorescent dye), used to detect a complementary “target” substance in the specimen. Reagent: A substance used in a lab test to bring about a desired change or reaction, often to reveal the presence or quantity of another substance that is the focus of the test. Reverse transcriptase–polymerase chain reaction (RT–PCR): A rapid technique for making more copies (amplifying) of a DNA or RNA sequence using a complementary DNA sequence from a template of RNA. Ribonucleic acid (RNA): One of the essential building blocks of life, along with deoxyribonucleic acid (DNA) and proteins; RNA acts as a messenger (mRNA), carrying genetic information from DNA to proteins, helps regulate cellular processes, and, like enzymes, can speed up chemical reactions; RNA, rather than DNA, carries genetic information in some important viruses. Virus: An infectious agent that can reproduce only inside other living cells, generally invisible even with a microscope. Tips Use this code only for the appropriate proprietary test; report one unit of this code for a single specimen analyzed on a single date of service. Do not use this code for other ePlex® panels, such as ePlex® blood culture, CNS, GI, or HCV panels. Additional Info “U” codes are included in the CPT® code set to identify specific proprietary laboratory analyses (PLA) tests. PLA codes take precedence over the usual 80000 series codes for laboratory/pathology. Use this code only for the above–described test; do not report this test using any other CPT® code. PLA code descriptors follow existing code conventions when possible, and lab techniques used include multianalyte assays with algorithmic analyses (MAAA) and genomic sequencing procedures (GSP), among others. Read Less | Range Specific Guideline Proprietary laboratory analyses (PLA) codes describe proprietary clinical laboratory analyses and can be either provided by a single ("sole-source") laboratory or licensed or marketed to multiple providing laboratories (eg, cleared or approved by the Food and Drug Administration [FDA]). This subsection includes advanced diagnostic laboratory tests (ADLTs) and clinical diagnostic laboratory tests (CDLTs), as defined under the Protecting Access to Medicare Act (PAMA) of 2014. These analyses may include a range of medical laboratory tests including, but not limited to, multianalyte assays with algorithmic analyses (MAAA) and genomic sequencing procedures (GSP). The descriptor nomenclature follows, where possible, existing code conventions (eg, MAAA, GSP). Unless specifically noted, even though the Proprietary Laboratory Analyses section of the code set is located at the end of the Pathology and Laboratory section of the code set, a PLA code does not fulfill Category I code criteria. PLA codes are not required to fulfill the Category I criteria. The standards for inclusion in the PLA section are: The test must be commercially available in the United States for use on human specimens and The clinical laboratory or manufacturer that offers the test must request the code. For similar laboratory analyses that fulfill Category I criteria, see codes listed in the numeric 80000 series. When a PLA code is available to report a given proprietary laboratory service, that PLA code takes precedence. The service should not be reported with any other CPT® code(s) and other CPT® code(s) should not be used to report services that may be reported with that specific PLA code. These codes encompass all analytical services required for the analysis (eg, cell lysis, nucleic acid stabilization, extraction, digestion, amplification, hybridization and detection). For molecular analyses, additional procedures that are required prior to cell lysis (eg, microdissection [codes 88380 and 88381]) may be reported separately. Codes in this subsection are released on a quarterly basis to expedite dissemination for reporting. PLA codes will be published electronically on the AMA CPT® website (ama-assn.org/cpt-pla-codes), distributed via CPT® data files on a quarterly basis, and, at a minimum, made available in print annually in the CPT® codebook. See the Introduction section of the CPT® code set for a complete list of the dates of release and implementation. All codes that are included in this section are also included in Appendix O, with the procedure's proprietary name. In order to report a PLA code, the analysis performed must fulfill the code descriptor and must be the test represented by the proprietary name listed in Appendix O. In some instances, the descriptor language of PLA codes may be identical and the code may only be differentiated by the listed proprietary name in Appendix O. When more than one PLA has an identical descriptor, the codes will be denoted by the symbol "â™“." All PLA tests will have assigned codes in the PLA section of the code set. Any PLA coded test(s) that satisfies Category I criteria and has been accepted by the CPT® Editorial Panel will be designated by the addition of the symbol "^" to the existing PLA code and will remain in the PLA section of the code set. If a proprietary test has already been accepted for a Category I code and a code has not been published, subsequent application for a PLA code will take precedence. The code will only be placed in the PLA section. The accuracy of a PLA code is to be maintained by the original applicant, or the current owner of the test kit or laboratory performing the proprietary test. A new PLA code is required when: 1. Additional nucleic acid (DNA or RNA) and/or protein analysis(es) are added to the current PLA test, or 2. The name of the PLA test has changed in association with changes in test performance or test characteristics. The addition or modification of the therapeutic applications of the test require submission of a code change application, but it may not require a new code number. | 0001U-0599U | https://www.aapc.com/codes/cpt-codes/0115U | 2025-10-27T17:10:44.060517Z
0116U | Prescription drug monitoring, enzyme immunoassay of 35 or more drugs confirmed with LC-MS/MS, oral fluid, algorithm results reported as a patient-compliance measurement with risk of drug to drug interactions for prescribed medications | This is a Proprietary Laboratory Analyses (PLA) code, meaning that the code applies to only one unique lab test made by a specific manufacturer or performed by a specific lab. Report 0116U for the Snapshot™ Oral Fluid Compliance test from Ethos Laboratories, which is a drug test on an oral fluid specimen plus an algorithmic analysis using patient data and the lab test results to report patient compliance and risk of drug–to–drug interactions. Explanation The lab analyst performs the test on an oral fluid (saliva) specimen. The enzyme immunoassay (EIA) analyzer screens for certain drugs and produces a qualitative result of reactive or negative (present or not present). All reactive results automatically initiate a confirmation test using LC–MS/MS, which provides a quantitative result for each drug present. A proprietary algorithm uses the results along with certain patient data to generate a report, which allows the clinician to evaluate patient compliance and drug–drug interactions of prescription drugs. Terminology Algorithm: A specific set of step–by–step calculations using defined inputs at each step to produce a useful output; for multianalyte assays with algorithmic analyses (MAAA), the output involves some sort of diagnostic or prognostic information about treatment options or disease outcomes. Enzyme: A biological compound that acts as a selective catalyst to increase the rate and specificity of certain biochemical reactions, such as breaking down a specific compound. Genome: The entire genetic material of an organism, which means the entire DNA sequence. Genomic Sequencing Procedures (GSPs): Tests that use germline or neoplastic specimens to simultaneously analyze DNA or RNA sequences, typically for a combination of many genes or even an entire exome or genome; the tests often employ technology such as next generation sequencing (NGS) to identify changes to nucleic acid sequences or possibly other variations such as copy number or chromosomal structure, and then use bioinformatics to compare the findings to known genetic changes relevant to a specific clinical condition. Immunoassay: A biochemical test that uses an antibody/antigen reaction to detect and possibly quantify a specific substance present in the specimen, such as blood. Liquid chromatography–tandem mass spectrometry (LC–MS/MS): An automated laboratory test that combines liquid chromatography (LC), which separates components by passing the mixture through a mobile phase in which the components move at different rates, and two mass spectrometry (MS) steps, first to identify components by mass–to–charge ratio, and then to quantify the amounts of the components. Mass spectrometry: A lab technique that separates the components of a sample based on their mass. Multianalyte assays with algorithmic analyses (MAAA): A set of codes generally unique to a single clinical laboratory or manufacture; they typically list all the analytic and algorithmic analysis for a type of disease, such a cancer; the type and number of analytes, such as proteins; the lab methods, such as immunoassay; the specimen type, such as blood; and the result type, such as prognostic risk score. Qualitative testing: Test to determine the presence or absence of a substance in the specimen. Quantitative measurement: Test to measure the specific quantity of a substance in the specimen. Tips Use this code only for the appropriate proprietary test; report one unit of this code for a single specimen analyzed on a single date of service. For similar proprietary tests on the urine for prescription drug monitoring, see 0051U for the UCompliDx® by Elite Medical Laboratory Solutions and 0093U for the ComplyRX™ test from Claro Labs. Some payers may pay separately for collection of the specimen; check with the appropriate payer. Additional Info “U” codes are included in the CPT® code set to identify specific proprietary laboratory analyses (PLA) tests. PLA codes take precedence over the usual 80000 series codes for laboratory/pathology. Use this code only for the above–described test; do not report this test using any other CPT® code. PLA code descriptors follow existing code conventions when possible, and lab techniques used include multianalyte assays with algorithmic analyses (MAAA) and genomic sequencing procedures (GSP), among others. Read Less | Range Specific Guideline Proprietary laboratory analyses (PLA) codes describe proprietary clinical laboratory analyses and can be either provided by a single ("sole-source") laboratory or licensed or marketed to multiple providing laboratories (eg, cleared or approved by the Food and Drug Administration [FDA]). This subsection includes advanced diagnostic laboratory tests (ADLTs) and clinical diagnostic laboratory tests (CDLTs), as defined under the Protecting Access to Medicare Act (PAMA) of 2014. These analyses may include a range of medical laboratory tests including, but not limited to, multianalyte assays with algorithmic analyses (MAAA) and genomic sequencing procedures (GSP). The descriptor nomenclature follows, where possible, existing code conventions (eg, MAAA, GSP). Unless specifically noted, even though the Proprietary Laboratory Analyses section of the code set is located at the end of the Pathology and Laboratory section of the code set, a PLA code does not fulfill Category I code criteria. PLA codes are not required to fulfill the Category I criteria. The standards for inclusion in the PLA section are: The test must be commercially available in the United States for use on human specimens and The clinical laboratory or manufacturer that offers the test must request the code. For similar laboratory analyses that fulfill Category I criteria, see codes listed in the numeric 80000 series. When a PLA code is available to report a given proprietary laboratory service, that PLA code takes precedence. The service should not be reported with any other CPT® code(s) and other CPT® code(s) should not be used to report services that may be reported with that specific PLA code. These codes encompass all analytical services required for the analysis (eg, cell lysis, nucleic acid stabilization, extraction, digestion, amplification, hybridization and detection). For molecular analyses, additional procedures that are required prior to cell lysis (eg, microdissection [codes 88380 and 88381]) may be reported separately. Codes in this subsection are released on a quarterly basis to expedite dissemination for reporting. PLA codes will be published electronically on the AMA CPT® website (ama-assn.org/cpt-pla-codes), distributed via CPT® data files on a quarterly basis, and, at a minimum, made available in print annually in the CPT® codebook. See the Introduction section of the CPT® code set for a complete list of the dates of release and implementation. All codes that are included in this section are also included in Appendix O, with the procedure's proprietary name. In order to report a PLA code, the analysis performed must fulfill the code descriptor and must be the test represented by the proprietary name listed in Appendix O. In some instances, the descriptor language of PLA codes may be identical and the code may only be differentiated by the listed proprietary name in Appendix O. When more than one PLA has an identical descriptor, the codes will be denoted by the symbol "â™“." All PLA tests will have assigned codes in the PLA section of the code set. Any PLA coded test(s) that satisfies Category I criteria and has been accepted by the CPT® Editorial Panel will be designated by the addition of the symbol "^" to the existing PLA code and will remain in the PLA section of the code set. If a proprietary test has already been accepted for a Category I code and a code has not been published, subsequent application for a PLA code will take precedence. The code will only be placed in the PLA section. The accuracy of a PLA code is to be maintained by the original applicant, or the current owner of the test kit or laboratory performing the proprietary test. A new PLA code is required when: 1. Additional nucleic acid (DNA or RNA) and/or protein analysis(es) are added to the current PLA test, or 2. The name of the PLA test has changed in association with changes in test performance or test characteristics. The addition or modification of the therapeutic applications of the test require submission of a code change application, but it may not require a new code number. | 0001U-0599U | https://www.aapc.com/codes/cpt-codes/0116U | 2025-10-27T17:11:01.801883Z
0117U | Pain management, analysis of 11 endogenous analytes (methylmalonic acid, xanthurenic acid, homocysteine, pyroglutamic acid, vanilmandelate, 5-hydroxyindoleacetic acid, hydroxymethylglutarate, ethylmalonate, 3-hydroxypropyl mercapturic acid (3-HPMA), quinolinic acid, kynurenic acid), LC-MS/MS, urine, algorithm reported as a pain-index score with likelihood of atypical biochemical function associated with pain | This is a Proprietary Laboratory Analyses (PLA) code, meaning that the code applies to only one unique lab test made by a specific manufacturer or performed by a specific lab. Report 0117U for the Foundation PI test from Ethos Laboratories, which uses LC–MS/MS to evaluate a patient’s urine for metabolic compounds and metabolism breakdown products related to chronic pain. The results are incorporated along with patient data into an algorithm to provide a pain index score based on the values of biochemical markers associated with pain. Explanation The lab analyst performs quantitative test on a urine specimen using an automated analytical instrument to measure levels of certain biomarkers in the urine indicative of chronic inflammation, neurotransmitter status, nerve health, and/or oxidative stress. The instrument first passes the sample through a high–pressure liquid chromatograph to separate components, and then ionizes the components and transfers them to mass spectrometers to provide structural identity and quantification of individual components based on mass to charge ratio. This test measures the levels of methylmalonic acid (a substance related to vitamin B12 metabolism), xanthurenic acid (a compound excreted in vitamin B6 deficiency), homocysteine (an amino acid associated with B6, B12, and folate deficiencies), pyroglutamic acid (a substance that accumulates in high anion gap metabolic acidosis), vanilmandelate (breakdown products of the stress–related hormones epinephrine and norepinephrine), 5–hydroxyindoleacetic acid (5–HIAA, metabolite of the neurotransmitter serotonin) , hydroxymethylglutarate (cholesterol precursor used to make CoQ10, which enables cells to use oxygen to make energy), ethylmalonate (indicative of riboflavin deficiency and the ability to process fatty acids), 3–hydroxypropyl mercapturic acid (3–HPMA, a novel biomarker in acute spinal cord injury), and quinolinic and kynurenic acids (two substances increased in inflammatory and noninflammatory neurological disorders). An algorithmic analysis of these test results along with certain patient data provides a pain index score. Clinicians who order this test can use the result to correlate abnormal biomarker findings with non–opioid therapies to maximize the chances of success for patients on prolonged pain management regimens. Chronic inflammation, abnormal neurotransmitter function, certain vitamin deficiencies, and increased oxidative stress play key roles in the development and worsening of chronic pain. Terminology Algorithm: A specific set of step–by–step calculations using defined inputs at each step to produce a useful output; for multianalyte assays with algorithmic analyses (MAAA), the output involves some sort of diagnostic or prognostic information about treatment options or disease outcomes. Analyte: The substance the analyst is measuring during a test. Anion gap: The difference between the positively charged ions (cations) sodium (Na+) plus potassium (K+) and the negatively charged ions (anions) chloride (Cl–) plus bicarbonate (HCO3–) in serum, most commonly performed in patients with acid–base balance disorders. Biomarker, biological marker, biochemical marker: A measurable substance, such as an enzyme, protein, or gene, that is an indicator of a condition, disease, or normal or abnormal process. Endogenous: Describes substances, such as hormones, and processes, such as menstruation and aging, that originate within an organism, tissue, or cell; contrast with exogenous substances, such as drugs, which originate outside an organism. Epinephrine: A hormone secreted by the adrenal medulla that raises the blood pressure and heart rate in response to stress, such as anger or fear; also known as adrenaline. Genome: The entire genetic material of an organism, which means the entire DNA sequence. Genomic Sequencing Procedures (GSPs): Tests that use germline or neoplastic specimens to simultaneously analyze DNA or RNA sequences, typically for a combination of many genes or even an entire exome or genome. The tests often employ technology such as next generation sequencing (NGS) to identify changes to nucleic acid sequences or possibly other variations such as copy number or chromosomal structure, and then use bioinformatics to compare the findings to known genetic changes relevant to a specific clinical condition. Liquid chromatography–tandem mass spectrometry (LC–MS/MS): An automated laboratory test that combines liquid chromatography (LC), which separates components by passing the mixture through a mobile phase in which the components move at different rates, and two mass spectrometry (MS) steps, first to identify components by mass–to–charge ratio, and then to quantify the amounts of the components. Mass spectrometry: A lab technique that separates the components of a sample based on their mass, the density and type of atoms in an object or substance. Metabolic: Referring to the chemical reactions that take place in the body, including those that create energy by breaking down complex molecules and those that use energy by building complex molecules. Metabolic acidosis: Excess acidity of the blood indicated by an HCO3 below 22 mEq/L or a pH below 7.35; it can be due to excess acid production, kidney dysfunction, or loss of sodium bicarbonate (HCO3) and affects all body functions, especially metabolism and respiration. Metabolite: A substance, typically a small molecule, produced during metabolism, which refers to the biological and chemical reactions that take place in the body, including those that create energy by breaking down complex molecules and those that use energy by building complex molecules. Multianalyte assays with algorithmic analyses (MAAA): A set of codes generally unique to a single clinical laboratory or manufacture; they typically list all the analytic and algorithmic analysis for a type of disease, such a cancer; the type and number of analytes, such as proteins; the lab methods, such as immunoassay; the specimen type, such as blood; and the result type, such as prognostic risk score. Neurotransmitters: Substances that excite or inhibit nerve cell activation. Norepinephrine: A neurotransmitter, also known as noradrenaline, that is secreted in response to stress; also known as noradrenaline. Oxidative stress: A form of oxidation, interaction of oxygen with other molecules, that results in the process of removing electrons from an atom or molecule; rusting is an example of oxidation in a physical chemical sense. Tips Use this code only for the appropriate proprietary test; report one unit of this code for a single specimen analyzed on a single date of service. Some payers may pay separately for collection of the specimen; check with the appropriate payer. Additional Info “U” codes are included in the CPT® code set to identify specific proprietary laboratory analyses (PLA) tests. PLA codes take precedence over the usual 80000 series codes for laboratory/pathology. Use this code only for the above–described test; do not report this test using any other CPT® code. PLA code descriptors follow existing code conventions when possible, and lab techniques used include multianalyte assays with algorithmic analyses (MAAA) and genomic sequencing procedures (GSP), among others. Read Less | Range Specific Guideline Proprietary laboratory analyses (PLA) codes describe proprietary clinical laboratory analyses and can be either provided by a single ("sole-source") laboratory or licensed or marketed to multiple providing laboratories (eg, cleared or approved by the Food and Drug Administration [FDA]). This subsection includes advanced diagnostic laboratory tests (ADLTs) and clinical diagnostic laboratory tests (CDLTs), as defined under the Protecting Access to Medicare Act (PAMA) of 2014. These analyses may include a range of medical laboratory tests including, but not limited to, multianalyte assays with algorithmic analyses (MAAA) and genomic sequencing procedures (GSP). The descriptor nomenclature follows, where possible, existing code conventions (eg, MAAA, GSP). Unless specifically noted, even though the Proprietary Laboratory Analyses section of the code set is located at the end of the Pathology and Laboratory section of the code set, a PLA code does not fulfill Category I code criteria. PLA codes are not required to fulfill the Category I criteria. The standards for inclusion in the PLA section are: The test must be commercially available in the United States for use on human specimens and The clinical laboratory or manufacturer that offers the test must request the code. For similar laboratory analyses that fulfill Category I criteria, see codes listed in the numeric 80000 series. When a PLA code is available to report a given proprietary laboratory service, that PLA code takes precedence. The service should not be reported with any other CPT® code(s) and other CPT® code(s) should not be used to report services that may be reported with that specific PLA code. These codes encompass all analytical services required for the analysis (eg, cell lysis, nucleic acid stabilization, extraction, digestion, amplification, hybridization and detection). For molecular analyses, additional procedures that are required prior to cell lysis (eg, microdissection [codes 88380 and 88381]) may be reported separately. Codes in this subsection are released on a quarterly basis to expedite dissemination for reporting. PLA codes will be published electronically on the AMA CPT® website (ama-assn.org/cpt-pla-codes), distributed via CPT® data files on a quarterly basis, and, at a minimum, made available in print annually in the CPT® codebook. See the Introduction section of the CPT® code set for a complete list of the dates of release and implementation. All codes that are included in this section are also included in Appendix O, with the procedure's proprietary name. In order to report a PLA code, the analysis performed must fulfill the code descriptor and must be the test represented by the proprietary name listed in Appendix O. In some instances, the descriptor language of PLA codes may be identical and the code may only be differentiated by the listed proprietary name in Appendix O. When more than one PLA has an identical descriptor, the codes will be denoted by the symbol "â™“." All PLA tests will have assigned codes in the PLA section of the code set. Any PLA coded test(s) that satisfies Category I criteria and has been accepted by the CPT® Editorial Panel will be designated by the addition of the symbol "^" to the existing PLA code and will remain in the PLA section of the code set. If a proprietary test has already been accepted for a Category I code and a code has not been published, subsequent application for a PLA code will take precedence. The code will only be placed in the PLA section. The accuracy of a PLA code is to be maintained by the original applicant, or the current owner of the test kit or laboratory performing the proprietary test. A new PLA code is required when: 1. Additional nucleic acid (DNA or RNA) and/or protein analysis(es) are added to the current PLA test, or 2. The name of the PLA test has changed in association with changes in test performance or test characteristics. The addition or modification of the therapeutic applications of the test require submission of a code change application, but it may not require a new code number. | 0001U-0599U | https://www.aapc.com/codes/cpt-codes/0117U | 2025-10-27T17:11:19.709829Z
0118U | Transplantation medicine, quantification of donor-derived cell-free DNA using whole genome next-generation sequencing, plasma, reported as percentage of donor-derived cell-free DNA in the total cell-free DNA | This is a Proprietary Laboratory Analyses (PLA) code, meaning that the code applies to only one unique lab test made by a specific manufacturer or performed by a specific lab. Report 0118U for the Viracor TRAC™ (transplant rejection allograft check) donor–derived cell–free DNA (dd–cfDNA) assay from Viracor Eurofins, which uses next generation sequencing to monitor the percentage of dd–cfDNA in transplant recipient blood following a solid organ transplant. Explanation Whole blood is collected from a patient who has undergone previous solid organ transplant in a special tube using a strict protocol and shipped to the laboratory where the lab analyst extracts the plasma and prepares it for testing. The Viracor TRAC™ dd–cfDNA assay uses automated next generation DNA sequencing to quantify the donor–derived fraction of cell–free DNA (dd–cfDNA). NGS results and genome–wide recipient genotype data (donor genotype is not needed) are then analyzed by a bioinformatics algorithm that calculates the percentage of dd–cfDNA present. Clinicians order this test for patients who have had a solid organ transplant to monitor the possibility of rejection. The percentage of dd–cfDNA strongly correlates to allograft injury due to rejection; this test avoids the need for an invasive organ biopsy. This test, however, cannot be used to determine possible transplant rejection if the donor and recipient are identical twins or siblings from parents who share blood relatives or when the patient has received multiple transplants from different donors. Solid organs include the heart, liver, kidneys, spleen, and pancreas. Terminology Algorithm: A specific set of step–by–step calculations using defined inputs at each step to produce a useful output; for multianalyte assays with algorithmic analyses (MAAA), the output involves some sort of diagnostic or prognostic information about treatment options or disease outcomes. Allograft: A tissue graft or organ harvested from one person for another; donors include cadavers and living individuals related or unrelated to the recipient; also known as an allogeneic graft or homograft. Cell–free DNA (cfDNA): Non–encapsulated DNA in the form of nucleic acid fragments that enter the bloodstream during apoptosis (programmed, or normal, cell death) or necrosis (cell death due to loss of blood supply from injury, radiation, or chemicals). Donor: A person whose organs or tissue may be harvested (removed) for transfer to another person. Genome: The entire genetic material of an organism, which means the entire DNA sequence. Genomic Sequencing Procedures (GSPs): Tests that use germline or neoplastic specimens to simultaneously analyze DNA or RNA sequences, typically for a combination of many genes or even an entire exome or genome; the tests often employ technology such as next generation sequencing (NGS) to identify changes to nucleic acid sequences or possibly other variations such as copy number or chromosomal structure, and then use bioinformatics to compare the findings to known genetic changes relevant to a specific clinical condition. Multianalyte assays with algorithmic analyses (MAAA): A set of codes generally unique to a single clinical laboratory or manufacture; they typically list all the analytic and algorithmic analysis for a type of disease, such a cancer; the type and number of analytes, such as proteins; the lab methods, such as immunoassay; the specimen type, such as blood; and the result type, such as prognostic risk score. Next–generation sequencing (NGS): A general term for number of different modern DNA and RNA sequencing technologies that are quicker and cheaper than the previous methods; also known as high–throughput sequencing. Nucleic acid: A sequence of specific biological chemicals (nucleotides) that carry genetic information; known as deoxyribonucleic acid (DNA) or ribonucleic acid (RNA). Plasma: The liquid portion of blood that typically suspends blood cells; plasma accounts for about 55 percent of blood volume and contains important components such as proteins, electrolytes, hormones, and coagulation factors. Quantitative measurement: Test to measure the specific quantity of a substance in the specimen. Transplant: (Noun) Tissue or organs removed from one person (donor) and placed in another (recipient), also transplantation, allotransplantation; tissue moved from within one location in the body to another, also allograft, autotransplantation; (verb) to transfer aforementioned tissue or organs. Tips Use this code only for the appropriate proprietary test; report one unit of this code for a single specimen analyzed on a single date of service. Some payers may pay separately for collection of the specimen; check with the appropriate payer. Additional Info “U” codes are included in the CPT® code set to identify specific proprietary laboratory analyses (PLA) tests. PLA codes take precedence over the usual 80000 series codes for laboratory/pathology. Use this code only for the above–described test; do not report this test using any other CPT® code. PLA code descriptors follow existing code conventions when possible, and lab techniques used include multianalyte assays with algorithmic analyses (MAAA) and genomic sequencing procedures (GSP), among others. Read Less | Range Specific Guideline Proprietary laboratory analyses (PLA) codes describe proprietary clinical laboratory analyses and can be either provided by a single ("sole-source") laboratory or licensed or marketed to multiple providing laboratories (eg, cleared or approved by the Food and Drug Administration [FDA]). This subsection includes advanced diagnostic laboratory tests (ADLTs) and clinical diagnostic laboratory tests (CDLTs), as defined under the Protecting Access to Medicare Act (PAMA) of 2014. These analyses may include a range of medical laboratory tests including, but not limited to, multianalyte assays with algorithmic analyses (MAAA) and genomic sequencing procedures (GSP). The descriptor nomenclature follows, where possible, existing code conventions (eg, MAAA, GSP). Unless specifically noted, even though the Proprietary Laboratory Analyses section of the code set is located at the end of the Pathology and Laboratory section of the code set, a PLA code does not fulfill Category I code criteria. PLA codes are not required to fulfill the Category I criteria. The standards for inclusion in the PLA section are: The test must be commercially available in the United States for use on human specimens and The clinical laboratory or manufacturer that offers the test must request the code. For similar laboratory analyses that fulfill Category I criteria, see codes listed in the numeric 80000 series. When a PLA code is available to report a given proprietary laboratory service, that PLA code takes precedence. The service should not be reported with any other CPT® code(s) and other CPT® code(s) should not be used to report services that may be reported with that specific PLA code. These codes encompass all analytical services required for the analysis (eg, cell lysis, nucleic acid stabilization, extraction, digestion, amplification, hybridization and detection). For molecular analyses, additional procedures that are required prior to cell lysis (eg, microdissection [codes 88380 and 88381]) may be reported separately. Codes in this subsection are released on a quarterly basis to expedite dissemination for reporting. PLA codes will be published electronically on the AMA CPT® website (ama-assn.org/cpt-pla-codes), distributed via CPT® data files on a quarterly basis, and, at a minimum, made available in print annually in the CPT® codebook. See the Introduction section of the CPT® code set for a complete list of the dates of release and implementation. All codes that are included in this section are also included in Appendix O, with the procedure's proprietary name. In order to report a PLA code, the analysis performed must fulfill the code descriptor and must be the test represented by the proprietary name listed in Appendix O. In some instances, the descriptor language of PLA codes may be identical and the code may only be differentiated by the listed proprietary name in Appendix O. When more than one PLA has an identical descriptor, the codes will be denoted by the symbol "â™“." All PLA tests will have assigned codes in the PLA section of the code set. Any PLA coded test(s) that satisfies Category I criteria and has been accepted by the CPT® Editorial Panel will be designated by the addition of the symbol "^" to the existing PLA code and will remain in the PLA section of the code set. If a proprietary test has already been accepted for a Category I code and a code has not been published, subsequent application for a PLA code will take precedence. The code will only be placed in the PLA section. The accuracy of a PLA code is to be maintained by the original applicant, or the current owner of the test kit or laboratory performing the proprietary test. A new PLA code is required when: 1. Additional nucleic acid (DNA or RNA) and/or protein analysis(es) are added to the current PLA test, or 2. The name of the PLA test has changed in association with changes in test performance or test characteristics. The addition or modification of the therapeutic applications of the test require submission of a code change application, but it may not require a new code number. | 0001U-0599U | https://www.aapc.com/codes/cpt-codes/0118U | 2025-10-27T17:11:37.460798Z
0119U | Cardiology, ceramides by liquid chromatography-tandem mass spectrometry, plasma, quantitative report with risk score for major cardiovascular events | This is a Proprietary Laboratory Analyses (PLA) code, meaning that the code applies to only one unique lab test made by a specific manufacturer or performed by a specific lab. Report 0119U for the MI–HEART Ceramides, Plasma test, a Mayo Clinic Laboratory–developed test, which uses LC–MS/MS to determine levels of plasma ceramides and reports the results both quantitatively and as a risk score for serious cardiovascular events such as myocardial infarction (MI), acute coronary syndrome, and death. Explanation The lab analyst performs a quantitative test on a blood plasma specimen using an automated analytical instrument to measure levels of ceramides. The instrument first passes the sample through a high–pressure liquid chromatograph to separate components, and then ionizes the components and transfers them to mass spectrometers to provide structural identity and quantification of individual components based on mass to charge ratio. The results are combined with patient data in an algorithm and reported both as measured values of ceramides and as a risk score for major cardiovascular events. Clinicians order this test for patients with or without heart disease to predict the likelihood of serious coronary events occurring within 1 to 5 years. Plasma ceramides are a family of waxy lipid (fat) molecules associated with increased risk of myocardial infarction (MI). Elevated levels of three specific ceramides (Cer16:0, Cer18:0, and Cer24:1) have been linked to plaque buildup in the arteries (atherosclerosis) and insulin resistance and indicate a higher risk of heart disease. They can help predict the need for coronary revascularization (restoration of blood supply) or hospitalization for acute coronary syndrome. Ceramide levels may also be used to predict death from heart disease within 5 years. Risk determined by plasma ceramide levels is independent of other biomarkers of heart disease such as low density lipoprotein (LDL) and C–reactive protein (CRP). Terminology Acute: Refers to a disease or an ailment that has rapid onset or short course. Algorithm: A specific set of step–by–step calculations using defined inputs at each step to produce a useful output; for multianalyte assays with algorithmic analyses (MAAA), the output involves some sort of diagnostic or prognostic information about treatment options or disease outcomes. Biomarker, biological marker, biochemical marker: A measurable substance, such as an enzyme, protein, or gene, that is an indicator of a condition, disease, or normal or abnormal process. Coronary plaque: Accumulation of lipid in the arteries of the heart; leads to blockage. C–reactive protein (CRP): A laboratory test on the blood that indicates the presence of a nonspecific inflammatory process in the body. Genome: The entire genetic material of an organism, which means the entire DNA sequence. Genomic Sequencing Procedures (GSPs): Tests that use germline or neoplastic specimens to simultaneously analyze DNA or RNA sequences, typically for a combination of many genes or even an entire exome or genome. The tests often employ technology such as next generation sequencing (NGS) to identify changes to nucleic acid sequences or possibly other variations such as copy number or chromosomal structure, and then use bioinformatics to compare the findings to known genetic changes relevant to a specific clinical condition. Insulin: A hormone that enables the body to use glucose. Liquid chromatography–tandem mass spectrometry (LC–MS/MS): An automated laboratory test that combines liquid chromatography (LC), which separates components by passing the mixture through a mobile phase in which the components move at different rates, and two mass spectrometry (MS) steps, first to identify components by mass–to–charge ratio, and then to quantify the amounts of the components. Low–density lipoprotein (LDL): A constituent or fraction of total cholesterol that transports cholesterol into body tissues, considered bad for the body; also known as low–density lipoprotein cholesterol (LDLC). Myocardial infarction (MI): A loss of circulation to a part of the heart muscle due to a blood clot or other mass lodging in a coronary artery; also referred to as a heart attack. Multianalyte assays with algorithmic analyses (MAAA): A set of codes generally unique to a single clinical laboratory or manufacture; they typically list all the analytic and algorithmic analysis for a type of disease, such a cancer; the type and number of analytes, such as proteins; the lab methods, such as immunoassay; the specimen type, such as blood; and the result type, such as prognostic risk score. Plasma: The liquid portion of blood that typically suspends blood cells; plasma accounts for about 55 percent of blood volume and contains important components such as proteins, electrolytes, hormones, and coagulation factors. Quantitative measurement: Test to measure the specific quantity of a substance in the specimen. Tips Use this code only for the appropriate proprietary test; report one unit of this code for a single specimen analyzed on a single date of service. Some payers may pay separately for collection of the specimen; check with the appropriate payer. Additional Info “U” codes are included in the CPT® code set to identify specific proprietary laboratory analyses (PLA) tests. PLA codes take precedence over the usual 80000 series codes for laboratory/pathology. Use this code only for the above–described test; do not report this test using any other CPT® code. PLA code descriptors follow existing code conventions when possible, and lab techniques used include multianalyte assays with algorithmic analyses (MAAA) and genomic sequencing procedures (GSP), among others. Read Less | Range Specific Guideline Proprietary laboratory analyses (PLA) codes describe proprietary clinical laboratory analyses and can be either provided by a single ("sole-source") laboratory or licensed or marketed to multiple providing laboratories (eg, cleared or approved by the Food and Drug Administration [FDA]). This subsection includes advanced diagnostic laboratory tests (ADLTs) and clinical diagnostic laboratory tests (CDLTs), as defined under the Protecting Access to Medicare Act (PAMA) of 2014. These analyses may include a range of medical laboratory tests including, but not limited to, multianalyte assays with algorithmic analyses (MAAA) and genomic sequencing procedures (GSP). The descriptor nomenclature follows, where possible, existing code conventions (eg, MAAA, GSP). Unless specifically noted, even though the Proprietary Laboratory Analyses section of the code set is located at the end of the Pathology and Laboratory section of the code set, a PLA code does not fulfill Category I code criteria. PLA codes are not required to fulfill the Category I criteria. The standards for inclusion in the PLA section are: The test must be commercially available in the United States for use on human specimens and The clinical laboratory or manufacturer that offers the test must request the code. For similar laboratory analyses that fulfill Category I criteria, see codes listed in the numeric 80000 series. When a PLA code is available to report a given proprietary laboratory service, that PLA code takes precedence. The service should not be reported with any other CPT® code(s) and other CPT® code(s) should not be used to report services that may be reported with that specific PLA code. These codes encompass all analytical services required for the analysis (eg, cell lysis, nucleic acid stabilization, extraction, digestion, amplification, hybridization and detection). For molecular analyses, additional procedures that are required prior to cell lysis (eg, microdissection [codes 88380 and 88381]) may be reported separately. Codes in this subsection are released on a quarterly basis to expedite dissemination for reporting. PLA codes will be published electronically on the AMA CPT® website (ama-assn.org/cpt-pla-codes), distributed via CPT® data files on a quarterly basis, and, at a minimum, made available in print annually in the CPT® codebook. See the Introduction section of the CPT® code set for a complete list of the dates of release and implementation. All codes that are included in this section are also included in Appendix O, with the procedure's proprietary name. In order to report a PLA code, the analysis performed must fulfill the code descriptor and must be the test represented by the proprietary name listed in Appendix O. In some instances, the descriptor language of PLA codes may be identical and the code may only be differentiated by the listed proprietary name in Appendix O. When more than one PLA has an identical descriptor, the codes will be denoted by the symbol "â™“." All PLA tests will have assigned codes in the PLA section of the code set. Any PLA coded test(s) that satisfies Category I criteria and has been accepted by the CPT® Editorial Panel will be designated by the addition of the symbol "^" to the existing PLA code and will remain in the PLA section of the code set. If a proprietary test has already been accepted for a Category I code and a code has not been published, subsequent application for a PLA code will take precedence. The code will only be placed in the PLA section. The accuracy of a PLA code is to be maintained by the original applicant, or the current owner of the test kit or laboratory performing the proprietary test. A new PLA code is required when: 1. Additional nucleic acid (DNA or RNA) and/or protein analysis(es) are added to the current PLA test, or 2. The name of the PLA test has changed in association with changes in test performance or test characteristics. The addition or modification of the therapeutic applications of the test require submission of a code change application, but it may not require a new code number. | 0001U-0599U | https://www.aapc.com/codes/cpt-codes/0119U | 2025-10-27T17:11:55.423031Z
0120U | Oncology (B-cell lymphoma classification), mRNA, gene expression profiling by fluorescent probe hybridization of 58 genes (45 content and 13 housekeeping genes), formalin-fixed paraffin-embedded tissue, algorithm reported as likelihood for primary mediastinal B-cell lymphoma (PMBCL) and diffuse large B-cell lymphoma (DLBCL) with cell of origin subtyping in the latter Notes: (Do not report 0120U in conjunction with 0017M) | This is a Proprietary Laboratory Analyses (PLA) code, meaning that the code applies to only one unique lab test made by a specific manufacturer or performed by a specific lab. Report 0120U for the Lymph3Cx Lymphoma Molecular Subtyping Assay, a Mayo Clinic Laboratory–Developed Test on a preserved biopsy tissue specimen that measures and sequences 58 genes and combines the results with patient data to determine the how likely primary mediastinal B–cell lymphoma (PMBCL) and diffuse large B–cell lymphoma (DLBCL) may occur in a patient. Explanation The specimen consists of formalin–fixed, paraffin–embedded (FFPE) tissue. The lab analyst performs the lab test by hybridizing (combining) fluorescent probes with specimen mRNA to provide a profile of the activity of 58 genes (45 content and 13 housekeeping). Test performance may include steps such as cell lysis, extraction, amplification, and hybridization or detection, and cell of origin subtyping for DLBCL, as well as gathering relevant patient data, carrying out the algorithmic analysis, and reporting the results as a score to predict the likelihood of two types of lymphoma, mediastinal B–cell lymphoma (PMBCL) and diffuse large B–cell lymphoma (DLBCL). This a Multianalyte Assay with Algorithmic Analysis (MAAA) test, which includes any analytical services to produce test results that become the raw data for the algorithmic analysis. These technical lab services may include chemical or biochemical assays; florescence in situ hybridization (FISH); and molecular pathology tests including steps such as cell lysis (using an agent or substance to break down cells into their components), extraction, amplification (making more copies of the gene), and hybridization/detection. The MAAA code also includes gathering relevant patient data, carrying out the algorithmic analysis, and reporting the results. Clinicians order this test for patients with or suspected to have PMBCL or DLBCL to help decide on the value of administering additional treatments like chemotherapy and radiation. The profiling panel measures the activity of multiple genes in cancerous cells to determine the need for further treatment. This spares the patient unnecessary treatment in some cases and gives additional treatment when a patient needs it. Terminology Algorithm: A specific set of step–by–step calculations using defined inputs at each step to produce a useful output; for multianalyte assays with algorithmic analyses (MAAA), the output involves some sort of diagnostic or prognostic information about treatment options or disease outcomes. Fluorescence in situ hybridization (FISH): A laboratory test in which a special stain that includes a DNA or RNA probe, which selectively attaches to a target segment of DNA or RNA, is applied to a tissue sample in situ hybridization (ISH); the probe includes some kind of marker, often a fluorescent molecule, which can be analyzed with a fluorescence microscope to detect and localize the target in the tissue (fluorescence ISH, or FISH); fluorescence describes a substance which absorbs and emits light. Formalin: Diluted formaldehyde used to preserve biologic tissue for laboratory analysis. Genome: The entire genetic material of an organism, which means the entire DNA sequence. Genomic Sequencing Procedures (GSPs): Tests that use germline or neoplastic specimens to simultaneously analyze DNA or RNA sequences, typically for a combination of many genes or even an entire exome or genome; the tests often employ technology such as next generation sequencing (NGS) to identify changes to nucleic acid sequences or possibly other variations such as copy number or chromosomal structure, and then use bioinformatics to compare the findings to known genetic changes relevant to a specific clinical condition. Lymphocytes: White blood cells involved in immunity, consisting of B cells, which create antibodies to infectious organisms, and T cells (thymocytes), which produce cell–mediated immune responses toxic to infectious agents. Lymphoma: Cancer of the lymph nodes, small nodules at various points along the circulation of the lymph system; there are two main types — Hodgkin and non–Hodgkin lymphoma, each with multiple subtypes; Hodgkin lymphoma is distinguished from non–Hodgkin by the presence of Reed–Sternberg cells, which are identifiable only on microscopic analysis; the lymph system returns fluid from the spaces between tissues back to the blood stream and supports the immune system. Mediastinum: Central part of the chest cavity (the area of the upper chest between and in front of the lungs). Multianalyte assays with algorithmic analyses (MAAA): A set of codes generally unique to a single clinical laboratory or manufacture; they typically list all the analytic and algorithmic analysis for a type of disease, such a cancer; the type and number of analytes, such as proteins; the lab methods, such as immunoassay; the specimen type, such as blood; and the result type, such as prognostic risk score. Paraffin: A type of wax used in the laboratory to imbed tissue specimens so that they can be handled more easily, e.g., sliced very thin, and preserved. Probe (noun): A substance, such as a nucleic acid sequence (DNA or RNA) or antibody, labeled with a “marker” (such as fluorescent dye), used to detect a complementary “target” substance in the specimen. Ribonucleic acid (RNA): One of the essential building blocks of life, along with deoxyribonucleic acid (DNA) and proteins; RNA acts as a messenger (mRNA), carrying genetic information from DNA to proteins, helps regulate cellular processes, and, like enzymes, can speed up chemical reactions; RNA, rather than DNA, carries genetic information in some important viruses. Tips Use this code only for the appropriate proprietary test; report one unit of this code for a single specimen analyzed on a single date of service. Additional Info “U” codes are included in the CPT® code set to identify specific proprietary laboratory analyses (PLA) tests. PLA codes take precedence over the usual 80000 series codes for laboratory/pathology. Use this code only for the above–described test; do not report this test using any other CPT® code. PLA code descriptors follow existing code conventions when possible, and lab techniques used include multianalyte assays with algorithmic analyses (MAAA) and genomic sequencing procedures (GSP), among others. Read Less | Range Specific Guideline Proprietary laboratory analyses (PLA) codes describe proprietary clinical laboratory analyses and can be either provided by a single ("sole-source") laboratory or licensed or marketed to multiple providing laboratories (eg, cleared or approved by the Food and Drug Administration [FDA]). This subsection includes advanced diagnostic laboratory tests (ADLTs) and clinical diagnostic laboratory tests (CDLTs), as defined under the Protecting Access to Medicare Act (PAMA) of 2014. These analyses may include a range of medical laboratory tests including, but not limited to, multianalyte assays with algorithmic analyses (MAAA) and genomic sequencing procedures (GSP). The descriptor nomenclature follows, where possible, existing code conventions (eg, MAAA, GSP). Unless specifically noted, even though the Proprietary Laboratory Analyses section of the code set is located at the end of the Pathology and Laboratory section of the code set, a PLA code does not fulfill Category I code criteria. PLA codes are not required to fulfill the Category I criteria. The standards for inclusion in the PLA section are: The test must be commercially available in the United States for use on human specimens and The clinical laboratory or manufacturer that offers the test must request the code. For similar laboratory analyses that fulfill Category I criteria, see codes listed in the numeric 80000 series. When a PLA code is available to report a given proprietary laboratory service, that PLA code takes precedence. The service should not be reported with any other CPT® code(s) and other CPT® code(s) should not be used to report services that may be reported with that specific PLA code. These codes encompass all analytical services required for the analysis (eg, cell lysis, nucleic acid stabilization, extraction, digestion, amplification, hybridization and detection). For molecular analyses, additional procedures that are required prior to cell lysis (eg, microdissection [codes 88380 and 88381]) may be reported separately. Codes in this subsection are released on a quarterly basis to expedite dissemination for reporting. PLA codes will be published electronically on the AMA CPT® website (ama-assn.org/cpt-pla-codes), distributed via CPT® data files on a quarterly basis, and, at a minimum, made available in print annually in the CPT® codebook. See the Introduction section of the CPT® code set for a complete list of the dates of release and implementation. All codes that are included in this section are also included in Appendix O, with the procedure's proprietary name. In order to report a PLA code, the analysis performed must fulfill the code descriptor and must be the test represented by the proprietary name listed in Appendix O. In some instances, the descriptor language of PLA codes may be identical and the code may only be differentiated by the listed proprietary name in Appendix O. When more than one PLA has an identical descriptor, the codes will be denoted by the symbol "â™“." All PLA tests will have assigned codes in the PLA section of the code set. Any PLA coded test(s) that satisfies Category I criteria and has been accepted by the CPT® Editorial Panel will be designated by the addition of the symbol "^" to the existing PLA code and will remain in the PLA section of the code set. If a proprietary test has already been accepted for a Category I code and a code has not been published, subsequent application for a PLA code will take precedence. The code will only be placed in the PLA section. The accuracy of a PLA code is to be maintained by the original applicant, or the current owner of the test kit or laboratory performing the proprietary test. A new PLA code is required when: 1. Additional nucleic acid (DNA or RNA) and/or protein analysis(es) are added to the current PLA test, or 2. The name of the PLA test has changed in association with changes in test performance or test characteristics. The addition or modification of the therapeutic applications of the test require submission of a code change application, but it may not require a new code number. | 0001U-0599U | https://www.aapc.com/codes/cpt-codes/0120U | 2025-10-27T17:12:13.449147Z
0121U | Sickle cell disease, microfluidic flow adhesion (VCAM-1), whole blood | This is a Proprietary Laboratory Analyses (PLA) code, meaning that the code applies to only one unique lab test made by a specific manufacturer or performed by a specific lab. Report 0121U for the Flow Adhesion of Whole Blood on VCAM–1 (FAB–V) test from Functional Fluidics, which is a flow–based cell adhesion assay performed on whole blood to assess the effects of drugs to prevent cell adhesion in patients with sickle cell disease. Explanation The lab analyst performs all the necessary steps to carry out microfluidic flow–based cell adhesion analysis of whole blood samples on vascular cell adhesion molecule–1 (VCAM–1) at baseline or following drug treatment. Whole blood is subjected to physiologic flow across an adhesive VCAM–1 substrate. Pretreated isolated leukocytes are perfused through microfluidic channels coated with VCAM–1. Time–lapse images are used to measure cell rolling/sliding along the channel surface. Proprietary software enables the selection and representation of cell movements by speed and vector, reflecting the interaction between the selectins and ligands, and generates a dynamic adhesion index (dAI) from mean velocity for rolling objects and cell flux. Clinicians order this test for patients with sickle cell disease (SCD), a group of inherited red blood cell (RBC) disorders caused by an abnormal protein in the RBCs that gives the cells a curved sickle shape and results in RBC death with anemia and other complications. The test gives providers a way to assess the therapeutic effects of antiadhesion medications in patients with SCD and possibly prevent pain crises, organ damage, and early morbidity and mortality from chronic or acute vascular occlusion. Terminology Algorithm: A specific set of step–by–step calculations using defined inputs at each step to produce a useful output; for multianalyte assays with algorithmic analyses (MAAA), the output involves some sort of diagnostic or prognostic information about treatment options or disease outcomes. Genome: The entire genetic material of an organism, which means the entire DNA sequence. Genomic Sequencing Procedures (GSPs): Tests that use germline or neoplastic specimens to simultaneously analyze DNA or RNA sequences, typically for a combination of many genes or even an entire exome or genome; the tests often employ technology such as next generation sequencing (NGS) to identify changes to nucleic acid sequences or possibly other variations such as copy number or chromosomal structure, and then use bioinformatics to compare the findings to known genetic changes relevant to a specific clinical condition.Leukocyte: One of the three main cell types in blood, also known as white blood cells or WBCs, that are part of the immune system and help defend the body against infectious agents. Multianalyte assays with algorithmic analyses (MAAA): A set of codes generally unique to a single clinical laboratory or manufacture; they typically list all the analytic and algorithmic analysis for a type of disease, such a cancer; the type and number of analytes, such as proteins; the lab methods, such as immunoassay; the specimen type, such as blood; and the result type, such as prognostic risk score. Tips Use this code only for the appropriate proprietary test; report one unit of this code for a single specimen analyzed on a single date of service. Make sure to distinguish 0121U for the PLA code for microfluidic flow adhesion relative to VCAM–1 from 0122U for the PLA code for microfluidic flow adhesion relative to P–Selectin. Some payers may pay separately for collection of the specimen; check with the appropriate payer. Additional Info “U” codes are included in the CPT® code set to identify specific proprietary laboratory analyses (PLA) tests. PLA codes take precedence over the usual 80000 series codes for laboratory/pathology. Use this code only for the above–described test; do not report this test using any other CPT® code. PLA code descriptors follow existing code conventions when possible, and lab techniques used include multianalyte assays with algorithmic analyses (MAAA) and genomic sequencing procedures (GSP), among others. Read Less | Range Specific Guideline Proprietary laboratory analyses (PLA) codes describe proprietary clinical laboratory analyses and can be either provided by a single ("sole-source") laboratory or licensed or marketed to multiple providing laboratories (eg, cleared or approved by the Food and Drug Administration [FDA]). This subsection includes advanced diagnostic laboratory tests (ADLTs) and clinical diagnostic laboratory tests (CDLTs), as defined under the Protecting Access to Medicare Act (PAMA) of 2014. These analyses may include a range of medical laboratory tests including, but not limited to, multianalyte assays with algorithmic analyses (MAAA) and genomic sequencing procedures (GSP). The descriptor nomenclature follows, where possible, existing code conventions (eg, MAAA, GSP). Unless specifically noted, even though the Proprietary Laboratory Analyses section of the code set is located at the end of the Pathology and Laboratory section of the code set, a PLA code does not fulfill Category I code criteria. PLA codes are not required to fulfill the Category I criteria. The standards for inclusion in the PLA section are: The test must be commercially available in the United States for use on human specimens and The clinical laboratory or manufacturer that offers the test must request the code. For similar laboratory analyses that fulfill Category I criteria, see codes listed in the numeric 80000 series. When a PLA code is available to report a given proprietary laboratory service, that PLA code takes precedence. The service should not be reported with any other CPT® code(s) and other CPT® code(s) should not be used to report services that may be reported with that specific PLA code. These codes encompass all analytical services required for the analysis (eg, cell lysis, nucleic acid stabilization, extraction, digestion, amplification, hybridization and detection). For molecular analyses, additional procedures that are required prior to cell lysis (eg, microdissection [codes 88380 and 88381]) may be reported separately. Codes in this subsection are released on a quarterly basis to expedite dissemination for reporting. PLA codes will be published electronically on the AMA CPT® website (ama-assn.org/cpt-pla-codes), distributed via CPT® data files on a quarterly basis, and, at a minimum, made available in print annually in the CPT® codebook. See the Introduction section of the CPT® code set for a complete list of the dates of release and implementation. All codes that are included in this section are also included in Appendix O, with the procedure's proprietary name. In order to report a PLA code, the analysis performed must fulfill the code descriptor and must be the test represented by the proprietary name listed in Appendix O. In some instances, the descriptor language of PLA codes may be identical and the code may only be differentiated by the listed proprietary name in Appendix O. When more than one PLA has an identical descriptor, the codes will be denoted by the symbol "â™“." All PLA tests will have assigned codes in the PLA section of the code set. Any PLA coded test(s) that satisfies Category I criteria and has been accepted by the CPT® Editorial Panel will be designated by the addition of the symbol "^" to the existing PLA code and will remain in the PLA section of the code set. If a proprietary test has already been accepted for a Category I code and a code has not been published, subsequent application for a PLA code will take precedence. The code will only be placed in the PLA section. The accuracy of a PLA code is to be maintained by the original applicant, or the current owner of the test kit or laboratory performing the proprietary test. A new PLA code is required when: 1. Additional nucleic acid (DNA or RNA) and/or protein analysis(es) are added to the current PLA test, or 2. The name of the PLA test has changed in association with changes in test performance or test characteristics. The addition or modification of the therapeutic applications of the test require submission of a code change application, but it may not require a new code number. | 0001U-0599U | https://www.aapc.com/codes/cpt-codes/0121U | 2025-10-27T17:12:32.126912Z
0122U | Sickle cell disease, microfluidic flow adhesion (P-Selectin), whole blood | This is a Proprietary Laboratory Analyses (PLA) code, meaning that the code applies to only one unique lab test made by a specific manufacturer or performed by a specific lab. Report 0121U for the Flow Adhesion of Whole Blood to P–Selectin (WB–PSEL) assay from Functional Fluidics, which is a flow–based cell adhesion assay performed on whole blood to assess the effects of drugs to prevent cell adhesion in patients with sickle cell disease. Explanation The lab analyst performs all the necessary steps to carry out microfluidic flow–based cell adhesion analysis of whole blood samples on P–selectin, a cell adhesion molecule, at baseline or following drug treatment. The analysis is based on the multistep cell adhesion process controlled by endothelial P–selectins and their counter ligands (molecules attached to a specific site on another substance or cell). Whole blood is subjected to physiologic flow across an adhesive substrate of P–selectin. Pretreated isolated leukocytes are perfused through microfluidic channels coated with P–selectin. Time–lapse images are used to measure cell rolling/sliding along the channel surface. Proprietary software enables the selection and representation of cell movements by speed and vector, reflecting the interaction between the selectins and ligands, and generates a dynamic adhesion index (dAI) from mean velocity for rolling objects and cell flux. Clinicians order this test for patients with sickle cell disease (SCD), a group of inherited red blood cell (RBC) disorders caused by an abnormal protein in the RBCs that gives the cells a curved sickle shape and results in RBC death with anemia and other complications. The test gives providers a way to assess the therapeutic effects of antiadhesion medications in patients with SCD and possibly prevent pain crises, organ damage, and early morbidity and mortality from chronic or acute vascular occlusion. Terminology Algorithm: A specific set of step–by–step calculations using defined inputs at each step to produce a useful output; for multianalyte assays with algorithmic analyses (MAAA), the output involves some sort of diagnostic or prognostic information about treatment options or disease outcomes. Genome: The entire genetic material of an organism, which means the entire DNA sequence. Genomic Sequencing Procedures (GSPs): Tests that use germline or neoplastic specimens to simultaneously analyze DNA or RNA sequences, typically for a combination of many genes or even an entire exome or genome; the tests often employ technology such as next generation sequencing (NGS) to identify changes to nucleic acid sequences or possibly other variations such as copy number or chromosomal structure, and then use bioinformatics to compare the findings to known genetic changes relevant to a specific clinical condition. Multianalyte assays with algorithmic analyses (MAAA): A set of codes generally unique to a single clinical laboratory or manufacture; they typically list all the analytic and algorithmic analysis for a type of disease, such a cancer; the type and number of analytes, such as proteins; the lab methods, such as immunoassay; the specimen type, such as blood; and the result type, such as prognostic risk score. Sickle cell disease: A group of inherited red blood cell (RBC) disorders caused by an abnormal protein in the RBCs that gives the cells a curved sickle shape and results in RBC death with anemia and other complications. Tips Use this code only for the appropriate proprietary test; report one unit of this code for a single specimen analyzed on a single date of service. Make sure to distinguish 0121U for the PLA code for microfluidic flow adhesion relative to VCAM–1 from 0122U for the PLA code for microfluidic flow adhesion relative to P–Selectin. Some payers may pay separately for collection of the specimen; check with the appropriate payer. Additional Info “U” codes are included in the CPT® code set to identify specific proprietary laboratory analyses (PLA) tests. PLA codes take precedence over the usual 80000 series codes for laboratory/pathology. Use this code only for the above–described test; do not report this test using any other CPT® code. PLA code descriptors follow existing code conventions when possible, and lab techniques used include multianalyte assays with algorithmic analyses (MAAA) and genomic sequencing procedures (GSP), among others. Read Less | Range Specific Guideline Proprietary laboratory analyses (PLA) codes describe proprietary clinical laboratory analyses and can be either provided by a single ("sole-source") laboratory or licensed or marketed to multiple providing laboratories (eg, cleared or approved by the Food and Drug Administration [FDA]). This subsection includes advanced diagnostic laboratory tests (ADLTs) and clinical diagnostic laboratory tests (CDLTs), as defined under the Protecting Access to Medicare Act (PAMA) of 2014. These analyses may include a range of medical laboratory tests including, but not limited to, multianalyte assays with algorithmic analyses (MAAA) and genomic sequencing procedures (GSP). The descriptor nomenclature follows, where possible, existing code conventions (eg, MAAA, GSP). Unless specifically noted, even though the Proprietary Laboratory Analyses section of the code set is located at the end of the Pathology and Laboratory section of the code set, a PLA code does not fulfill Category I code criteria. PLA codes are not required to fulfill the Category I criteria. The standards for inclusion in the PLA section are: The test must be commercially available in the United States for use on human specimens and The clinical laboratory or manufacturer that offers the test must request the code. For similar laboratory analyses that fulfill Category I criteria, see codes listed in the numeric 80000 series. When a PLA code is available to report a given proprietary laboratory service, that PLA code takes precedence. The service should not be reported with any other CPT® code(s) and other CPT® code(s) should not be used to report services that may be reported with that specific PLA code. These codes encompass all analytical services required for the analysis (eg, cell lysis, nucleic acid stabilization, extraction, digestion, amplification, hybridization and detection). For molecular analyses, additional procedures that are required prior to cell lysis (eg, microdissection [codes 88380 and 88381]) may be reported separately. Codes in this subsection are released on a quarterly basis to expedite dissemination for reporting. PLA codes will be published electronically on the AMA CPT® website (ama-assn.org/cpt-pla-codes), distributed via CPT® data files on a quarterly basis, and, at a minimum, made available in print annually in the CPT® codebook. See the Introduction section of the CPT® code set for a complete list of the dates of release and implementation. All codes that are included in this section are also included in Appendix O, with the procedure's proprietary name. In order to report a PLA code, the analysis performed must fulfill the code descriptor and must be the test represented by the proprietary name listed in Appendix O. In some instances, the descriptor language of PLA codes may be identical and the code may only be differentiated by the listed proprietary name in Appendix O. When more than one PLA has an identical descriptor, the codes will be denoted by the symbol "â™“." All PLA tests will have assigned codes in the PLA section of the code set. Any PLA coded test(s) that satisfies Category I criteria and has been accepted by the CPT® Editorial Panel will be designated by the addition of the symbol "^" to the existing PLA code and will remain in the PLA section of the code set. If a proprietary test has already been accepted for a Category I code and a code has not been published, subsequent application for a PLA code will take precedence. The code will only be placed in the PLA section. The accuracy of a PLA code is to be maintained by the original applicant, or the current owner of the test kit or laboratory performing the proprietary test. A new PLA code is required when: 1. Additional nucleic acid (DNA or RNA) and/or protein analysis(es) are added to the current PLA test, or 2. The name of the PLA test has changed in association with changes in test performance or test characteristics. The addition or modification of the therapeutic applications of the test require submission of a code change application, but it may not require a new code number. | 0001U-0599U | https://www.aapc.com/codes/cpt-codes/0122U | 2025-10-27T17:12:49.244011Z
0123U | Mechanical fragility, RBC, shear stress and spectral analysis profiling | This is a Proprietary Laboratory Analyses (PLA) code, meaning that the code applies to only one unique lab test made by a specific manufacturer or performed by a specific lab. Report 0123U for the Mechanical Fragility, RBC, by shear stress profiling and spectral analysis from Functional Fluidics, which uses spectrophotometry to reveal changes in the absorption spectrum of a red blood cell (RBC) sample to determine RBC susceptibility to hemolysis (mechanical fragility). Explanation The lab analyst places the blood sample in a flexible sample chamber where it is exposed to ultraviolet or infrared light. Light that passes through the chamber is collected by a spectrophotometer. The sample is also exposed to shear stress by compression of the chamber. A computer analyzes the absorption spectrum of the sample and reports the result as a fraction or proportion of hemolysis (rupture) of the RBCs. This technique does not require centrifugation of the sample or separation of its components. Clinicians order this test for patients undergoing blood transfusions or who may have a blood interaction with drugs or implanted devices. Terminology Algorithm: A specific set of step–by–step calculations using defined inputs at each step to produce a useful output; for multianalyte assays with algorithmic analyses (MAAA), the output involves some sort of diagnostic or prognostic information about treatment options or disease outcomes. Genome: The entire genetic material of an organism, which means the entire DNA sequence. Genomic Sequencing Procedures (GSPs): Tests that use germline or neoplastic specimens to simultaneously analyze DNA or RNA sequences, typically for a combination of many genes or even an entire exome or genome; the tests often employ technology such as next generation sequencing (NGS) to identify changes to nucleic acid sequences or possibly other variations such as copy number or chromosomal structure, and then use bioinformatics to compare the findings to known genetic changes relevant to a specific clinical condition. Hemolysis: Destruction or lysis (rupture) of the red blood cell membrane, with the release of the red pigmented hemoglobin and other intracellular components into the surrounding environment. Multianalyte assays with algorithmic analyses (MAAA): A set of codes generally unique to a single clinical laboratory or manufacture; they typically list all the analytic and algorithmic analysis for a type of disease, such a cancer; the type and number of analytes, such as proteins; the lab methods, such as immunoassay; the specimen type, such as blood; and the result type, such as prognostic risk score. Red blood cells (RBCs): One of three primary cell types in blood that primarily carries oxygen through the body on the hemoglobin molecule; the red colored protein in the red blood cell that carries oxygen to the tissue and returns carbon dioxide to the lungs; RBCs have surface antigens that can form antibodies, typically through exposure via pregnancy or blood transfusion; at a future time, these antibodies can cause hemolytic anemia, killing fetal RBCs during pregnancy, or transfused RBCs during a blood transfusion, or possibly the patient's own RBCs due to an autoimmune response; also known as erythrocytes. Spectrophotometry: Spectrophotometry is the lab technique to measure the concentration and component of the solution by measuring the amount of absorbed light in the solution. Tips Use this code only for the appropriate proprietary test; report one unit of this code for a single specimen analyzed on a single date of service. Some payers may pay separately for collection of the specimen; check with the appropriate payer. Additional Info “U” codes are included in the CPT® code set to identify specific proprietary laboratory analyses (PLA) tests. PLA codes take precedence over the usual 80000 series codes for laboratory/pathology. Use this code only for the above–described test; do not report this test using any other CPT® code. PLA code descriptors follow existing code conventions when possible, and lab techniques used include multianalyte assays with algorithmic analyses (MAAA) and genomic sequencing procedures (GSP), among others. Read Less | Range Specific Guideline Proprietary laboratory analyses (PLA) codes describe proprietary clinical laboratory analyses and can be either provided by a single ("sole-source") laboratory or licensed or marketed to multiple providing laboratories (eg, cleared or approved by the Food and Drug Administration [FDA]). This subsection includes advanced diagnostic laboratory tests (ADLTs) and clinical diagnostic laboratory tests (CDLTs), as defined under the Protecting Access to Medicare Act (PAMA) of 2014. These analyses may include a range of medical laboratory tests including, but not limited to, multianalyte assays with algorithmic analyses (MAAA) and genomic sequencing procedures (GSP). The descriptor nomenclature follows, where possible, existing code conventions (eg, MAAA, GSP). Unless specifically noted, even though the Proprietary Laboratory Analyses section of the code set is located at the end of the Pathology and Laboratory section of the code set, a PLA code does not fulfill Category I code criteria. PLA codes are not required to fulfill the Category I criteria. The standards for inclusion in the PLA section are: The test must be commercially available in the United States for use on human specimens and The clinical laboratory or manufacturer that offers the test must request the code. For similar laboratory analyses that fulfill Category I criteria, see codes listed in the numeric 80000 series. When a PLA code is available to report a given proprietary laboratory service, that PLA code takes precedence. The service should not be reported with any other CPT® code(s) and other CPT® code(s) should not be used to report services that may be reported with that specific PLA code. These codes encompass all analytical services required for the analysis (eg, cell lysis, nucleic acid stabilization, extraction, digestion, amplification, hybridization and detection). For molecular analyses, additional procedures that are required prior to cell lysis (eg, microdissection [codes 88380 and 88381]) may be reported separately. Codes in this subsection are released on a quarterly basis to expedite dissemination for reporting. PLA codes will be published electronically on the AMA CPT® website (ama-assn.org/cpt-pla-codes), distributed via CPT® data files on a quarterly basis, and, at a minimum, made available in print annually in the CPT® codebook. See the Introduction section of the CPT® code set for a complete list of the dates of release and implementation. All codes that are included in this section are also included in Appendix O, with the procedure's proprietary name. In order to report a PLA code, the analysis performed must fulfill the code descriptor and must be the test represented by the proprietary name listed in Appendix O. In some instances, the descriptor language of PLA codes may be identical and the code may only be differentiated by the listed proprietary name in Appendix O. When more than one PLA has an identical descriptor, the codes will be denoted by the symbol "â™“." All PLA tests will have assigned codes in the PLA section of the code set. Any PLA coded test(s) that satisfies Category I criteria and has been accepted by the CPT® Editorial Panel will be designated by the addition of the symbol "^" to the existing PLA code and will remain in the PLA section of the code set. If a proprietary test has already been accepted for a Category I code and a code has not been published, subsequent application for a PLA code will take precedence. The code will only be placed in the PLA section. The accuracy of a PLA code is to be maintained by the original applicant, or the current owner of the test kit or laboratory performing the proprietary test. A new PLA code is required when: 1. Additional nucleic acid (DNA or RNA) and/or protein analysis(es) are added to the current PLA test, or 2. The name of the PLA test has changed in association with changes in test performance or test characteristics. The addition or modification of the therapeutic applications of the test require submission of a code change application, but it may not require a new code number. | 0001U-0599U | https://www.aapc.com/codes/cpt-codes/0123U | 2025-10-27T17:13:07.184936Z
0129U | Hereditary breast cancer-related disorders (eg, hereditary breast cancer, hereditary ovarian cancer, hereditary endometrial cancer), genomic sequence analysis and deletion/duplication analysis panel (ATM, BRCA1, BRCA2, CDH1, CHEK2, PALB2, PTEN, and TP53) | This is a Proprietary Laboratory Analyses (PLA) code, meaning that the code applies to only one unique lab test made by a specific manufacturer or performed by a specific lab. Report 0129U for the BRCAplus™ test from Ambry Genetics, which uses genomic sequence analysis and deletion/duplication analysis of 8 genes associated with hereditary breast cancer–related disorders. Explanation The lab analyst performs a genomic sequencing analysis panel using specialized equipment such as a next generation gene sequencer, which is an automated instrument that determines the order of nucleotides in DNA and compares the findings to a reference library of normal genomes and variant gene sequences, for 8 genes associated with hereditary breast cancer–related disorders. All 8 genes (ATM, BRCA1, BRCA2, CDH1, CHEK2, PALB2, PTEN, and TP53) are evaluated by next generation sequencing (NGS) or Sanger sequencing of all coding domains. NGS is used to detect the BRCA2 Portuguese founder mutation, which is confirmed by polymerase chain reaction (PCR) and agarose gel electrophoresis. The analysis includes secondary sequencing method for any regions with insufficient read depth coverage for reliable heterozygous variant detection. Additional Sanger sequencing is performed to resolve variants of unknown significance when indicated. The analyst uses deletion/duplication analysis to determine whether there is an Increase and/or decrease in the normal copy number, which is two copies of a gene sequence. Gene copy number analysis by a targeted microarray identifies gross deletions and duplications. Clinicians order this test to determine whether a patient has a genetic predisposition to hereditary breast, ovarian, or endometrial cancer to modify screening practices and tailor treatment. Terminology Algorithm: A specific set of step–by–step calculations using defined inputs at each step to produce a useful output; for multianalyte assays with algorithmic analyses (MAAA), the output involves some sort of diagnostic or prognostic information about treatment options or disease outcomes. BRCA genes: Tumor suppressor genes (BRCA1 and BRCA2) which have been shown to be associated with breast cancer; hundreds of variants have been identified, some of which are harmless; the abbreviation is derived from BReast CAncer. Breast cancer: A type of cancer that develops from the breast cells and is capable of spreading, commonly affecting women; the major signs include a lump in the breast, change in the shape of the breast, and fluid from the nipples. Duplication and/or deletion: Increase and/or decrease in the normal copy number, which is two copies of a gene sequence. Endometrial cancer: A type of cancer that begins in the cells of the lining (endometrium) of the uterus, the hollow, muscular, pear–shaped pelvic organ where the fertilized egg is implanted and that nourishes the developing fetus; also called uterine cancer. Gene: Specific nucleic acid sequence associated with a unique function in the body such as production of a specific protein. Genome: The entire genetic material of an organism, which means the entire DNA sequence. Genomic Sequencing Procedures (GSPs): Tests that use germline or neoplastic specimens to simultaneously analyze DNA or RNA sequences, typically for a combination of many genes or even an entire exome or genome; the tests often employ technology such as next generation sequencing (NGS) to identify changes to nucleic acid sequences or possibly other variations such as copy number or chromosomal structure, and then use bioinformatics to compare the findings to known genetic changes relevant to a specific clinical condition. Hereditary: Passed from parent to child through genes, specific nucleic acid sequences associated with a unique function in the body such as production of a specific protein. Multianalyte assays with algorithmic analyses (MAAA): A set of codes generally unique to a single clinical laboratory or manufacture; they typically list all the analytic and algorithmic analysis for a type of disease, such a cancer; the type and number of analytes, such as proteins; the lab methods, such as immunoassay; the specimen type, such as blood; and the result type, such as prognostic risk score. Ovarian cancer: A type of cancer that develops from the ovaries, the two small reproductive glands located on either side of the uterus; the female reproductive organ where eggs are produced. Tips Use this code only for the appropriate proprietary test; report one unit of this code for a single specimen analyzed on a single date of service. For the BreastNext® test for hereditary breast cancer–related disorders, see 0102U. Some payers may pay separately for collection of the specimen; check with the appropriate payer. Additional Info “U” codes are included in the CPT® code set to identify specific proprietary laboratory analyses (PLA) tests. PLA codes take precedence over the usual 80000 series codes for laboratory/pathology. Use this code only for the above–described test; do not report this test using any other CPT® code. PLA code descriptors follow existing code conventions when possible, and lab techniques used include multianalyte assays with algorithmic analyses (MAAA) and genomic sequencing procedures (GSP), among others. Read Less | Range Specific Guideline Proprietary laboratory analyses (PLA) codes describe proprietary clinical laboratory analyses and can be either provided by a single ("sole-source") laboratory or licensed or marketed to multiple providing laboratories (eg, cleared or approved by the Food and Drug Administration [FDA]). This subsection includes advanced diagnostic laboratory tests (ADLTs) and clinical diagnostic laboratory tests (CDLTs), as defined under the Protecting Access to Medicare Act (PAMA) of 2014. These analyses may include a range of medical laboratory tests including, but not limited to, multianalyte assays with algorithmic analyses (MAAA) and genomic sequencing procedures (GSP). The descriptor nomenclature follows, where possible, existing code conventions (eg, MAAA, GSP). Unless specifically noted, even though the Proprietary Laboratory Analyses section of the code set is located at the end of the Pathology and Laboratory section of the code set, a PLA code does not fulfill Category I code criteria. PLA codes are not required to fulfill the Category I criteria. The standards for inclusion in the PLA section are: The test must be commercially available in the United States for use on human specimens and The clinical laboratory or manufacturer that offers the test must request the code. For similar laboratory analyses that fulfill Category I criteria, see codes listed in the numeric 80000 series. When a PLA code is available to report a given proprietary laboratory service, that PLA code takes precedence. The service should not be reported with any other CPT® code(s) and other CPT® code(s) should not be used to report services that may be reported with that specific PLA code. These codes encompass all analytical services required for the analysis (eg, cell lysis, nucleic acid stabilization, extraction, digestion, amplification, hybridization and detection). For molecular analyses, additional procedures that are required prior to cell lysis (eg, microdissection [codes 88380 and 88381]) may be reported separately. Codes in this subsection are released on a quarterly basis to expedite dissemination for reporting. PLA codes will be published electronically on the AMA CPT® website (ama-assn.org/cpt-pla-codes), distributed via CPT® data files on a quarterly basis, and, at a minimum, made available in print annually in the CPT® codebook. See the Introduction section of the CPT® code set for a complete list of the dates of release and implementation. All codes that are included in this section are also included in Appendix O, with the procedure's proprietary name. In order to report a PLA code, the analysis performed must fulfill the code descriptor and must be the test represented by the proprietary name listed in Appendix O. In some instances, the descriptor language of PLA codes may be identical and the code may only be differentiated by the listed proprietary name in Appendix O. When more than one PLA has an identical descriptor, the codes will be denoted by the symbol "â™“." All PLA tests will have assigned codes in the PLA section of the code set. Any PLA coded test(s) that satisfies Category I criteria and has been accepted by the CPT® Editorial Panel will be designated by the addition of the symbol "^" to the existing PLA code and will remain in the PLA section of the code set. If a proprietary test has already been accepted for a Category I code and a code has not been published, subsequent application for a PLA code will take precedence. The code will only be placed in the PLA section. The accuracy of a PLA code is to be maintained by the original applicant, or the current owner of the test kit or laboratory performing the proprietary test. A new PLA code is required when: 1. Additional nucleic acid (DNA or RNA) and/or protein analysis(es) are added to the current PLA test, or 2. The name of the PLA test has changed in association with changes in test performance or test characteristics. The addition or modification of the therapeutic applications of the test require submission of a code change application, but it may not require a new code number. | 0001U-0599U | https://www.aapc.com/codes/cpt-codes/0129U | 2025-10-27T17:13:24.753995Z
0130U | Hereditary colon cancer disorders (eg, Lynch syndrome, PTEN hamartoma syndrome, Cowden syndrome, familial adenomatosis polyposis), targeted mRNA sequence analysis panel (APC, CDH1, CHEK2, MLH1, MSH2, MSH6, MUTYH, PMS2, PTEN, and TP53) (List separately in addition to code for primary procedure) Notes: (Use 0130U in conjunction with 81435, 0101U) | This is a Proprietary Laboratory Analyses (PLA) code, meaning that the code applies to only one unique lab test made by a specific manufacturer or performed by a specific lab. Report +0130U for the +RNAinsight™ for ColoNext® test from Ambry Genetics, which is a targeted mRNA sequence analysis panel of 10 genes to improve variant classification of genes implicated in various hereditary colon cancer disorders. Report separately in addition to the code for the primary procedure. Explanation As an add–on to genomic sequence analysis of genes associated with hereditary colon cancer disorders, the lab analyst carries out targeted mRNA sequence analysis of 10 genes (APC, CDH1, CHEK2, MLH1, MSH2, MSH6, MUTYH, PMS2, PTEN, and TP53) using a high through–put, qualitative, and quantitative sequence analysis technology such as CloneSeq™, which allows for better classification of splicing variants. Clinicians order this test as an adjunct to DNA genetic testing to improve classification of which variants may impact the clinical outcomes, and to guide medical management or determine the need for earlier or more frequent colonoscopies and to tailor treatments in patients with hereditary colon cancer disorders such as Lynch syndrome (hereditary non–polyposis colorectal cancer), PTEN hamartoma syndrome (genetic noncancerous growths caused by a PTEN gene mutation), Cowden syndrome (multiple hamartoma syndrome), or familial adenomatosis polyposis, all of which can evolve into cancerous lesions if left untreated. Cowden syndrome is associated with increased risk of breast, thyroid, uterine, and other cancers. Familial adenomatous polyposis starts as benign polyps in the colon and/or rectum that transform into cancerous tumors if left untreated. Additional mRNA sequence analysis results allow clinicians to better manage cancers associated with these genes. Terminology Algorithm: A specific set of step–by–step calculations using defined inputs at each step to produce a useful output; for multianalyte assays with algorithmic analyses (MAAA), the output involves some sort of diagnostic or prognostic information about treatment options or disease outcomes. Colon: The part of the large intestine that removes water from digested food, the remainder of which is turned into stool or feces; it has four parts — the ascending, transverse, descending, and sigmoid colon. Colonoscopy: Examination of the colon (part of the large intestine) using a colonoscope (a tubular instrument with a light source and camera). Gene: Specific nucleic acid sequence associated with a unique function in the body such as production of a specific protein. Genome: The entire genetic material of an organism, which means the entire DNA sequence. Genomic Sequencing Procedures (GSPs): Tests that use germline or neoplastic specimens to simultaneously analyze DNA or RNA sequences, typically for a combination of many genes or even an entire exome or genome; the tests often employ technology such as next generation sequencing (NGS) to identify changes to nucleic acid sequences or possibly other variations such as copy number or chromosomal structure, and then use bioinformatics to compare the findings to known genetic changes relevant to a specific clinical condition. Hereditary: Passed from parent to child through genes, specific nucleic acid sequences associated with a unique function in the body such as production of a specific protein. Multianalyte assays with algorithmic analyses (MAAA): A set of codes generally unique to a single clinical laboratory or manufacture; they typically list all the analytic and algorithmic analysis for a type of disease, such a cancer; the type and number of analytes, such as proteins; the lab methods, such as immunoassay; the specimen type, such as blood; and the result type, such as prognostic risk score. Qualitative testing: Test to determine the presence or absence of a substance in the specimen. Quantitative measurement: Test to measure the specific quantity of a substance in the specimen. Ribonucleic acid (RNA): One of the essential building blocks of life, along with deoxyribonucleic acid (DNA) and proteins; RNA acts as a messenger (mRNA), carrying genetic information from DNA to proteins, helps regulate cellular processes, and, like enzymes, can speed up chemical reactions; RNA, rather than DNA, carries genetic information in some important viruses. Targeted (gene) sequencing: Molecular gene sequencing technology, often next–generation sequencing (NGS), that focuses on a specific gene, set of genes, or gene region for analysis, useful in identifying whether genes or genetic mutations known to be associated with specific conditions are present; in NGS, multiple genes can be assessed across many samples in parallel at the same time. Variant: Gene that differs from the usual nucleic acid sequence due to events such as nucleotide deletions or insertions or substitutions; may cause conditions such as genetic disorders or cancer. Tips Because +0130U is an add–on code, you can report it only in addition to an appropriate primary code. Use this code only for the appropriate proprietary test; report one unit of this code for a single specimen analyzed on a single date of service. To report the +RNAinsight™ test when used with primary codes for different types of hereditary cancer, see codes +0130U to +0138U. Some payers may pay separately for collection of the specimen; check with the appropriate payer. Additional Info “U” codes are included in the CPT® code set to identify specific proprietary laboratory analyses (PLA) tests. PLA codes take precedence over the usual 80000 series codes for laboratory/pathology. Use this code only for the above–described test; do not report this test using any other CPT® code. PLA code descriptors follow existing code conventions when possible, and lab techniques used include multianalyte assays with algorithmic analyses (MAAA) and genomic sequencing procedures (GSP), among others. Read Less | Range Specific Guideline Proprietary laboratory analyses (PLA) codes describe proprietary clinical laboratory analyses and can be either provided by a single ("sole-source") laboratory or licensed or marketed to multiple providing laboratories (eg, cleared or approved by the Food and Drug Administration [FDA]). This subsection includes advanced diagnostic laboratory tests (ADLTs) and clinical diagnostic laboratory tests (CDLTs), as defined under the Protecting Access to Medicare Act (PAMA) of 2014. These analyses may include a range of medical laboratory tests including, but not limited to, multianalyte assays with algorithmic analyses (MAAA) and genomic sequencing procedures (GSP). The descriptor nomenclature follows, where possible, existing code conventions (eg, MAAA, GSP). Unless specifically noted, even though the Proprietary Laboratory Analyses section of the code set is located at the end of the Pathology and Laboratory section of the code set, a PLA code does not fulfill Category I code criteria. PLA codes are not required to fulfill the Category I criteria. The standards for inclusion in the PLA section are: The test must be commercially available in the United States for use on human specimens and The clinical laboratory or manufacturer that offers the test must request the code. For similar laboratory analyses that fulfill Category I criteria, see codes listed in the numeric 80000 series. When a PLA code is available to report a given proprietary laboratory service, that PLA code takes precedence. The service should not be reported with any other CPT® code(s) and other CPT® code(s) should not be used to report services that may be reported with that specific PLA code. These codes encompass all analytical services required for the analysis (eg, cell lysis, nucleic acid stabilization, extraction, digestion, amplification, hybridization and detection). For molecular analyses, additional procedures that are required prior to cell lysis (eg, microdissection [codes 88380 and 88381]) may be reported separately. Codes in this subsection are released on a quarterly basis to expedite dissemination for reporting. PLA codes will be published electronically on the AMA CPT® website (ama-assn.org/cpt-pla-codes), distributed via CPT® data files on a quarterly basis, and, at a minimum, made available in print annually in the CPT® codebook. See the Introduction section of the CPT® code set for a complete list of the dates of release and implementation. All codes that are included in this section are also included in Appendix O, with the procedure's proprietary name. In order to report a PLA code, the analysis performed must fulfill the code descriptor and must be the test represented by the proprietary name listed in Appendix O. In some instances, the descriptor language of PLA codes may be identical and the code may only be differentiated by the listed proprietary name in Appendix O. When more than one PLA has an identical descriptor, the codes will be denoted by the symbol "â™“." All PLA tests will have assigned codes in the PLA section of the code set. Any PLA coded test(s) that satisfies Category I criteria and has been accepted by the CPT® Editorial Panel will be designated by the addition of the symbol "^" to the existing PLA code and will remain in the PLA section of the code set. If a proprietary test has already been accepted for a Category I code and a code has not been published, subsequent application for a PLA code will take precedence. The code will only be placed in the PLA section. The accuracy of a PLA code is to be maintained by the original applicant, or the current owner of the test kit or laboratory performing the proprietary test. A new PLA code is required when: 1. Additional nucleic acid (DNA or RNA) and/or protein analysis(es) are added to the current PLA test, or 2. The name of the PLA test has changed in association with changes in test performance or test characteristics. The addition or modification of the therapeutic applications of the test require submission of a code change application, but it may not require a new code number. | 0001U-0599U | https://www.aapc.com/codes/cpt-codes/0130U | 2025-10-27T17:13:42.709168Z
0131U | Hereditary breast cancer-related disorders (eg, hereditary breast cancer, hereditary ovarian cancer, hereditary endometrial cancer), targeted mRNA sequence analysis panel (13 genes) (List separately in addition to code for primary procedure) Notes: (Use 0131U in conjunction with 81162, 81432, 0102U) | This is a Proprietary Laboratory Analyses (PLA) code, meaning that the code applies to only one unique lab test made by a specific manufacturer or performed by a specific lab. Report +0131U for the +RNAinsight™ for BreastNext® test from Ambry Genetics, which is a targeted mRNA sequence analysis panel of 13 genes to improve variant classification of genes implicated in various hereditary breast cancer–related disorders. Report separately in addition to the code for the primary procedure. Explanation As an add–on to genomic sequence analysis of genes associated with hereditary breast cancer–related disorders, the lab analyst carries out targeted mRNA sequence analysis of 13 genes using a high through–put, qualitative, and quantitative sequence analysis technology such as CloneSeq™, which allows for better classification of splicing variants. Clinicians order this test as an adjunct to DNA genetic testing to improve classification of which variants may impact the clinical outcomes, and to identify at–risk individuals, determine the need for earlier or more frequent imaging and testing or prophylactic surgical measures, and to guide medical management and tailor treatments for hereditary cancer–related disorders, such as hereditary breast, ovarian, and endometrial cancers. Additional mRNA sequence analysis results allow clinicians to better manage cancers associated with these genes. Terminology Algorithm: A specific set of step–by–step calculations using defined inputs at each step to produce a useful output; for multianalyte assays with algorithmic analyses (MAAA), the output involves some sort of diagnostic or prognostic information about treatment options or disease outcomes. BRCA genes: Tumor suppressor genes (BRCA1 and BRCA2) which have been shown to be associated with breast cancer; hundreds of variants have been identified, some of which are harmless; the abbreviation is derived from BReast CAncer. Breast cancer: A type of cancer that develops from the breast cells and is capable of spreading, commonly affecting women; the major signs include a lump in the breast, change in the shape of the breast, and fluid from the nipples. Endometrial cancer: A type of cancer that begins in the cells of the lining (endometrium) of the uterus, the hollow, muscular, pear–shaped pelvic organ where the fertilized egg is implanted and that nourishes the developing fetus; also called uterine cancer. Gene: Specific nucleic acid sequence associated with a unique function in the body such as production of a specific protein. Genome: The entire genetic material of an organism, which means the entire DNA sequence. Genomic Sequencing Procedures (GSPs): Tests that use germline or neoplastic specimens to simultaneously analyze DNA or RNA sequences, typically for a combination of many genes or even an entire exome or genome; the tests often employ technology such as next generation sequencing (NGS) to identify changes to nucleic acid sequences or possibly other variations such as copy number or chromosomal structure, and then use bioinformatics to compare the findings to known genetic changes relevant to a specific clinical condition. Hereditary: Passed from parent to child through genes, specific nucleic acid sequences associated with a unique function in the body such as production of a specific protein. Multianalyte assays with algorithmic analyses (MAAA): A set of codes generally unique to a single clinical laboratory or manufacture; they typically list all the analytic and algorithmic analysis for a type of disease, such a cancer; the type and number of analytes, such as proteins; the lab methods, such as immunoassay; the specimen type, such as blood; and the result type, such as prognostic risk score. Ovarian cancer: A type of cancer that develops from the ovaries, the two small reproductive glands located on either side of the uterus; the female reproductive organ where eggs are produced. Qualitative testing: Test to determine the presence or absence of a substance in the specimen. Quantitative measurement: Test to measure the specific quantity of a substance in the specimen. Targeted (gene) sequencing: Molecular gene sequencing technology, often next–generation sequencing (NGS), that focuses on a specific gene, set of genes, or gene region for analysis, useful in identifying whether genes or genetic mutations known to be associated with specific conditions are present; in NGS, multiple genes can be assessed across many samples in parallel at the same time. Variant: Gene that differs from the usual nucleic acid sequence due to events such as nucleotide deletions or insertions or substitutions; may cause conditions such as genetic disorders or cancer. Tips Because +0131U is an add–on code, you can report it only in addition to an appropriate primary code. Use this code only for the appropriate proprietary test; report one unit of this code for a single specimen analyzed on a single date of service. To report the +RNAinsight™ test when used with primary codes for different types of hereditary cancer, see codes +0130U to +0138U. Some payers may pay separately for collection of the specimen; check with the appropriate payer. Additional Info “U” codes are included in the CPT® code set to identify specific proprietary laboratory analyses (PLA) tests. PLA codes take precedence over the usual 80000 series codes for laboratory/pathology. Use this code only for the above–described test; do not report this test using any other CPT® code. PLA code descriptors follow existing code conventions when possible, and lab techniques used include multianalyte assays with algorithmic analyses (MAAA) and genomic sequencing procedures (GSP), among others. Read Less | Range Specific Guideline Proprietary laboratory analyses (PLA) codes describe proprietary clinical laboratory analyses and can be either provided by a single ("sole-source") laboratory or licensed or marketed to multiple providing laboratories (eg, cleared or approved by the Food and Drug Administration [FDA]). This subsection includes advanced diagnostic laboratory tests (ADLTs) and clinical diagnostic laboratory tests (CDLTs), as defined under the Protecting Access to Medicare Act (PAMA) of 2014. These analyses may include a range of medical laboratory tests including, but not limited to, multianalyte assays with algorithmic analyses (MAAA) and genomic sequencing procedures (GSP). The descriptor nomenclature follows, where possible, existing code conventions (eg, MAAA, GSP). Unless specifically noted, even though the Proprietary Laboratory Analyses section of the code set is located at the end of the Pathology and Laboratory section of the code set, a PLA code does not fulfill Category I code criteria. PLA codes are not required to fulfill the Category I criteria. The standards for inclusion in the PLA section are: The test must be commercially available in the United States for use on human specimens and The clinical laboratory or manufacturer that offers the test must request the code. For similar laboratory analyses that fulfill Category I criteria, see codes listed in the numeric 80000 series. When a PLA code is available to report a given proprietary laboratory service, that PLA code takes precedence. The service should not be reported with any other CPT® code(s) and other CPT® code(s) should not be used to report services that may be reported with that specific PLA code. These codes encompass all analytical services required for the analysis (eg, cell lysis, nucleic acid stabilization, extraction, digestion, amplification, hybridization and detection). For molecular analyses, additional procedures that are required prior to cell lysis (eg, microdissection [codes 88380 and 88381]) may be reported separately. Codes in this subsection are released on a quarterly basis to expedite dissemination for reporting. PLA codes will be published electronically on the AMA CPT® website (ama-assn.org/cpt-pla-codes), distributed via CPT® data files on a quarterly basis, and, at a minimum, made available in print annually in the CPT® codebook. See the Introduction section of the CPT® code set for a complete list of the dates of release and implementation. All codes that are included in this section are also included in Appendix O, with the procedure's proprietary name. In order to report a PLA code, the analysis performed must fulfill the code descriptor and must be the test represented by the proprietary name listed in Appendix O. In some instances, the descriptor language of PLA codes may be identical and the code may only be differentiated by the listed proprietary name in Appendix O. When more than one PLA has an identical descriptor, the codes will be denoted by the symbol "â™“." All PLA tests will have assigned codes in the PLA section of the code set. Any PLA coded test(s) that satisfies Category I criteria and has been accepted by the CPT® Editorial Panel will be designated by the addition of the symbol "^" to the existing PLA code and will remain in the PLA section of the code set. If a proprietary test has already been accepted for a Category I code and a code has not been published, subsequent application for a PLA code will take precedence. The code will only be placed in the PLA section. The accuracy of a PLA code is to be maintained by the original applicant, or the current owner of the test kit or laboratory performing the proprietary test. A new PLA code is required when: 1. Additional nucleic acid (DNA or RNA) and/or protein analysis(es) are added to the current PLA test, or 2. The name of the PLA test has changed in association with changes in test performance or test characteristics. The addition or modification of the therapeutic applications of the test require submission of a code change application, but it may not require a new code number. | 0001U-0599U | https://www.aapc.com/codes/cpt-codes/0131U | 2025-10-27T17:14:01.345598Z
0132U | Hereditary ovarian cancer-related disorders (eg, hereditary breast cancer, hereditary ovarian cancer, hereditary endometrial cancer), targeted mRNA sequence analysis panel (17 genes) (List separately in addition to code for primary procedure) Notes: (Use 0132U in conjunction with 81162, 81432, 0103U) | This is a Proprietary Laboratory Analyses (PLA) code, meaning that the code applies to only one unique lab test made by a specific manufacturer or performed by a specific lab. Report +0132U for the +RNAinsight™ for OvaNext® test from Ambry Genetics, which is a targeted mRNA sequence analysis panel of 17 genes to improve variant classification of genes implicated in various hereditary ovarian cancer–related disorders. Report separately in addition to the code for the primary procedure. Explanation As an add–on to genomic sequence analysis of genes associated with hereditary ovarian cancer–related disorders, the lab analyst carries out targeted mRNA sequence analysis of 17 genes using a high through–put, qualitative, and quantitative sequence analysis technology such as CloneSeq™, which allows for better classification of splicing variants. Clinicians order this test as an adjunct to DNA genetic testing to improve classification of which variants may impact the clinical outcomes, and to identify at–risk individuals, such as patients with a family history of hereditary ovarian, uterine, and other gynecological cancers or patients with family members with multiple different primaries. This testing also allows clinicians to determine the need for earlier or more frequent imaging and testing or prophylactic surgical measures, to guide medical management, and to tailor treatments for patients with these cancers. Additional mRNA sequence analysis results allow clinicians to better manage cancers associated with these genes. Terminology Algorithm: A specific set of step–by–step calculations using defined inputs at each step to produce a useful output; for multianalyte assays with algorithmic analyses (MAAA), the output involves some sort of diagnostic or prognostic information about treatment options or disease outcomes. BRCA genes: Tumor suppressor genes (BRCA1 and BRCA2) which have been shown to be associated with breast cancer; hundreds of variants have been identified, some of which are harmless; the abbreviation is derived from BReast CAncer. Breast cancer: A type of cancer that develops from the breast cells and is capable of spreading, commonly affecting women; the major signs include a lump in the breast, change in the shape of the breast, and fluid from the nipples. Endometrial cancer: A type of cancer that begins in the cells of the lining (endometrium) of the uterus, the hollow, muscular, pear–shaped pelvic organ where the fertilized egg is implanted and that nourishes the developing fetus; also called uterine cancer. Gene: Specific nucleic acid sequence associated with a unique function in the body such as production of a specific protein. Genome: The entire genetic material of an organism, which means the entire DNA sequence. Genomic Sequencing Procedures (GSPs): Tests that use germline or neoplastic specimens to simultaneously analyze DNA or RNA sequences, typically for a combination of many genes or even an entire exome or genome; the tests often employ technology such as next generation sequencing (NGS) to identify changes to nucleic acid sequences or possibly other variations such as copy number or chromosomal structure, and then use bioinformatics to compare the findings to known genetic changes relevant to a specific clinical condition. Hereditary: Passed from parent to child through genes, specific nucleic acid sequences associated with a unique function in the body such as production of a specific protein. Multianalyte assays with algorithmic analyses (MAAA): A set of codes generally unique to a single clinical laboratory or manufacture; they typically list all the analytic and algorithmic analysis for a type of disease, such a cancer; the type and number of analytes, such as proteins; the lab methods, such as immunoassay; the specimen type, such as blood; and the result type, such as prognostic risk score. Ovarian cancer: A type of cancer that develops from the ovaries, the two small reproductive glands located on either side of the uterus; the female reproductive organ where eggs are produced. Qualitative testing: Test to determine the presence or absence of a substance in the specimen. Quantitative measurement: Test to measure the specific quantity of a substance in the specimen. Targeted (gene) sequencing: Molecular gene sequencing technology, often next–generation sequencing (NGS), that focuses on a specific gene, set of genes, or gene region for analysis, useful in identifying whether genes or genetic mutations known to be associated with specific conditions are present; in NGS, multiple genes can be assessed across many samples in parallel at the same time. Variant: Gene that differs from the usual nucleic acid sequence due to events such as nucleotide deletions or insertions or substitutions; may cause conditions such as genetic disorders or cancer. Tips Because +0132U is an add–on code, you can report it only in addition to an appropriate primary code. Use this code only for the appropriate proprietary test; report one unit of this code for a single specimen analyzed on a single date of service. To report the +RNAinsight™ test when used with primary codes for different types of hereditary cancer, see codes +0130U to +0138U. Some payers may pay separately for collection of the specimen; check with the appropriate payer. Additional Info “U” codes are included in the CPT® code set to identify specific proprietary laboratory analyses (PLA) tests. PLA codes take precedence over the usual 80000 series codes for laboratory/pathology. Use this code only for the above–described test; do not report this test using any other CPT® code. PLA code descriptors follow existing code conventions when possible, and lab techniques used include multianalyte assays with algorithmic analyses (MAAA) and genomic sequencing procedures (GSP), among others. Read Less | Range Specific Guideline Proprietary laboratory analyses (PLA) codes describe proprietary clinical laboratory analyses and can be either provided by a single ("sole-source") laboratory or licensed or marketed to multiple providing laboratories (eg, cleared or approved by the Food and Drug Administration [FDA]). This subsection includes advanced diagnostic laboratory tests (ADLTs) and clinical diagnostic laboratory tests (CDLTs), as defined under the Protecting Access to Medicare Act (PAMA) of 2014. These analyses may include a range of medical laboratory tests including, but not limited to, multianalyte assays with algorithmic analyses (MAAA) and genomic sequencing procedures (GSP). The descriptor nomenclature follows, where possible, existing code conventions (eg, MAAA, GSP). Unless specifically noted, even though the Proprietary Laboratory Analyses section of the code set is located at the end of the Pathology and Laboratory section of the code set, a PLA code does not fulfill Category I code criteria. PLA codes are not required to fulfill the Category I criteria. The standards for inclusion in the PLA section are: The test must be commercially available in the United States for use on human specimens and The clinical laboratory or manufacturer that offers the test must request the code. For similar laboratory analyses that fulfill Category I criteria, see codes listed in the numeric 80000 series. When a PLA code is available to report a given proprietary laboratory service, that PLA code takes precedence. The service should not be reported with any other CPT® code(s) and other CPT® code(s) should not be used to report services that may be reported with that specific PLA code. These codes encompass all analytical services required for the analysis (eg, cell lysis, nucleic acid stabilization, extraction, digestion, amplification, hybridization and detection). For molecular analyses, additional procedures that are required prior to cell lysis (eg, microdissection [codes 88380 and 88381]) may be reported separately. Codes in this subsection are released on a quarterly basis to expedite dissemination for reporting. PLA codes will be published electronically on the AMA CPT® website (ama-assn.org/cpt-pla-codes), distributed via CPT® data files on a quarterly basis, and, at a minimum, made available in print annually in the CPT® codebook. See the Introduction section of the CPT® code set for a complete list of the dates of release and implementation. All codes that are included in this section are also included in Appendix O, with the procedure's proprietary name. In order to report a PLA code, the analysis performed must fulfill the code descriptor and must be the test represented by the proprietary name listed in Appendix O. In some instances, the descriptor language of PLA codes may be identical and the code may only be differentiated by the listed proprietary name in Appendix O. When more than one PLA has an identical descriptor, the codes will be denoted by the symbol "â™“." All PLA tests will have assigned codes in the PLA section of the code set. Any PLA coded test(s) that satisfies Category I criteria and has been accepted by the CPT® Editorial Panel will be designated by the addition of the symbol "^" to the existing PLA code and will remain in the PLA section of the code set. If a proprietary test has already been accepted for a Category I code and a code has not been published, subsequent application for a PLA code will take precedence. The code will only be placed in the PLA section. The accuracy of a PLA code is to be maintained by the original applicant, or the current owner of the test kit or laboratory performing the proprietary test. A new PLA code is required when: 1. Additional nucleic acid (DNA or RNA) and/or protein analysis(es) are added to the current PLA test, or 2. The name of the PLA test has changed in association with changes in test performance or test characteristics. The addition or modification of the therapeutic applications of the test require submission of a code change application, but it may not require a new code number. | 0001U-0599U | https://www.aapc.com/codes/cpt-codes/0132U | 2025-10-27T17:14:19.566731Z
0133U | Hereditary prostate cancer-related disorders, targeted mRNA sequence analysis panel (11 genes) (List separately in addition to code for primary procedure) Notes: (Use 0133U in conjunction with 81162) | This is a Proprietary Laboratory Analyses (PLA) code, meaning that the code applies to only one unique lab test made by a specific manufacturer or performed by a specific lab. Report +0133U for the +RNAinsight™ for ProstateNext® test from Ambry Genetics, which is a targeted mRNA sequence analysis panel of 11 genes to improve variant classification of genes implicated in various hereditary prostate cancer–related disorders. Report separately in addition to the code for the primary procedure. Explanation As an add–on to genomic sequence analysis of genes associated with hereditary prostate cancer–related disorders, the lab analyst carries out targeted mRNA sequence analysis of 11 genes using a high through–put, qualitative, and quantitative sequence analysis technology such as CloneSeq™, which allows for better classification of splicing variants. Clinicians order this test as an adjunct to DNA genetic testing to improve classification of which variants may impact the clinical outcomes, and to identify at–risk individuals, determine the need for earlier or more frequent imaging and testing, and to guide medical management and tailor treatments for hereditary prostate cancer–related disorders. Additional mRNA sequence analysis results allow clinicians to better manage cancers associated with these genes. Terminology Algorithm: A specific set of step–by–step calculations using defined inputs at each step to produce a useful output; for multianalyte assays with algorithmic analyses (MAAA), the output involves some sort of diagnostic or prognostic information about treatment options or disease outcomes. BRCA genes: Tumor suppressor genes (BRCA1 and BRCA2) which have been shown to be associated with breast cancer; hundreds of variants have been identified, some of which are harmless; the abbreviation is derived from BReast CAncer. Breast cancer: A type of cancer that develops from the breast cells and is capable of spreading, commonly affecting women; the major signs include a lump in the breast, change in the shape of the breast, and fluid from the nipples; breast cancer can develop in males as well as females. Genome: The entire genetic material of an organism, which means the entire DNA sequence. Genomic Sequencing Procedures (GSPs): Tests that use germline or neoplastic specimens to simultaneously analyze DNA or RNA sequences, typically for a combination of many genes or even an entire exome or genome; the tests often employ technology such as next generation sequencing (NGS) to identify changes to nucleic acid sequences or possibly other variations such as copy number or chromosomal structure, and then use bioinformatics to compare the findings to known genetic changes relevant to a specific clinical condition. Multianalyte assays with algorithmic analyses (MAAA): A set of codes generally unique to a single clinical laboratory or manufacture; they typically list all the analytic and algorithmic analysis for a type of disease, such a cancer; the type and number of analytes, such as proteins; the lab methods, such as immunoassay; the specimen type, such as blood; and the result type, such as prognostic risk score. Qualitative testing: Test to determine the presence or absence of a substance in the specimen. Quantitative measurement: Test to measure the specific quantity of a substance in the specimen. Targeted (gene) sequencing: Molecular gene sequencing technology, often next–generation sequencing (NGS), that focuses on a specific gene, set of genes, or gene region for analysis, useful in identifying whether genes or genetic mutations known to be associated with specific conditions are present; in NGS, multiple genes can be assessed across many samples in parallel at the same time. Variant: Gene that differs from the usual nucleic acid sequence due to events such as nucleotide deletions or insertions or substitutions; may cause conditions such as genetic disorders or cancer. Tips Because +0133U is an add–on code, you can report it only in addition to an appropriate primary code, 81162 (BRCA2 and BRCA2 gene analysis, full sequencing and full duplication/deletion analysis). Use this code only for the appropriate proprietary test; report one unit of this code for a single specimen analyzed on a single date of service. To report the +RNAinsight™ test when used with primary codes for different types of hereditary cancer, see codes +0130U to +0138U. Some payers may pay separately for collection of the specimen; check with the appropriate payer. Additional Info “U” codes are included in the CPT® code set to identify specific proprietary laboratory analyses (PLA) tests. PLA codes take precedence over the usual 80000 series codes for laboratory/pathology. Use this code only for the above–described test; do not report this test using any other CPT® code. PLA code descriptors follow existing code conventions when possible, and lab techniques used include multianalyte assays with algorithmic analyses (MAAA) and genomic sequencing procedures (GSP), among others. Read Less | Range Specific Guideline Proprietary laboratory analyses (PLA) codes describe proprietary clinical laboratory analyses and can be either provided by a single ("sole-source") laboratory or licensed or marketed to multiple providing laboratories (eg, cleared or approved by the Food and Drug Administration [FDA]). This subsection includes advanced diagnostic laboratory tests (ADLTs) and clinical diagnostic laboratory tests (CDLTs), as defined under the Protecting Access to Medicare Act (PAMA) of 2014. These analyses may include a range of medical laboratory tests including, but not limited to, multianalyte assays with algorithmic analyses (MAAA) and genomic sequencing procedures (GSP). The descriptor nomenclature follows, where possible, existing code conventions (eg, MAAA, GSP). Unless specifically noted, even though the Proprietary Laboratory Analyses section of the code set is located at the end of the Pathology and Laboratory section of the code set, a PLA code does not fulfill Category I code criteria. PLA codes are not required to fulfill the Category I criteria. The standards for inclusion in the PLA section are: The test must be commercially available in the United States for use on human specimens and The clinical laboratory or manufacturer that offers the test must request the code. For similar laboratory analyses that fulfill Category I criteria, see codes listed in the numeric 80000 series. When a PLA code is available to report a given proprietary laboratory service, that PLA code takes precedence. The service should not be reported with any other CPT® code(s) and other CPT® code(s) should not be used to report services that may be reported with that specific PLA code. These codes encompass all analytical services required for the analysis (eg, cell lysis, nucleic acid stabilization, extraction, digestion, amplification, hybridization and detection). For molecular analyses, additional procedures that are required prior to cell lysis (eg, microdissection [codes 88380 and 88381]) may be reported separately. Codes in this subsection are released on a quarterly basis to expedite dissemination for reporting. PLA codes will be published electronically on the AMA CPT® website (ama-assn.org/cpt-pla-codes), distributed via CPT® data files on a quarterly basis, and, at a minimum, made available in print annually in the CPT® codebook. See the Introduction section of the CPT® code set for a complete list of the dates of release and implementation. All codes that are included in this section are also included in Appendix O, with the procedure's proprietary name. In order to report a PLA code, the analysis performed must fulfill the code descriptor and must be the test represented by the proprietary name listed in Appendix O. In some instances, the descriptor language of PLA codes may be identical and the code may only be differentiated by the listed proprietary name in Appendix O. When more than one PLA has an identical descriptor, the codes will be denoted by the symbol "â™“." All PLA tests will have assigned codes in the PLA section of the code set. Any PLA coded test(s) that satisfies Category I criteria and has been accepted by the CPT® Editorial Panel will be designated by the addition of the symbol "^" to the existing PLA code and will remain in the PLA section of the code set. If a proprietary test has already been accepted for a Category I code and a code has not been published, subsequent application for a PLA code will take precedence. The code will only be placed in the PLA section. The accuracy of a PLA code is to be maintained by the original applicant, or the current owner of the test kit or laboratory performing the proprietary test. A new PLA code is required when: 1. Additional nucleic acid (DNA or RNA) and/or protein analysis(es) are added to the current PLA test, or 2. The name of the PLA test has changed in association with changes in test performance or test characteristics. The addition or modification of the therapeutic applications of the test require submission of a code change application, but it may not require a new code number. | 0001U-0599U | https://www.aapc.com/codes/cpt-codes/0133U | 2025-10-27T17:14:37.260772Z
0134U | Hereditary pan cancer (eg, hereditary breast and ovarian cancer, hereditary endometrial cancer, hereditary colorectal cancer), targeted mRNA sequence analysis panel (18 genes) (List separately in addition to code for primary procedure) Notes: (Use 0134U in conjunction with 81162, 81432, 81435) | This is a Proprietary Laboratory Analyses (PLA) code, meaning that the code applies to only one unique lab test made by a specific manufacturer or performed by a specific lab. Report +0134U for the +RNAinsight™ for CancerNext® test from Ambry Genetics, which is a targeted mRNA sequence analysis panel of 18 genes to improve variant classification of genes implicated in various hereditary cancer–related disorders. Report separately in addition to the code for the primary procedure. Explanation As an add–on to genomic sequence analysis of genes associated with hereditary breast, ovarian, endometrial, and other hereditary cancer–related disorders, the lab analyst carries out targeted mRNA sequence analysis of 18 genes using a high through–put, qualitative, and quantitative sequence analysis technology such as CloneSeq™, which allows for better classification of splicing variants. Clinicians order this test as an adjunct to DNA genetic testing to improve classification of which variants may impact the clinical outcomes, and to identify at–risk individuals, determine the need for earlier or more frequent imaging and testing or prophylactic surgical measures, and to guide medical management and tailor treatments for hereditary cancer–related disorders, such as hereditary breast, ovarian, endometrial, and colorectal cancers. Additional mRNA sequence analysis results allow clinicians to better manage cancers associated with these genes. Terminology Algorithm: A specific set of step–by–step calculations using defined inputs at each step to produce a useful output; for multianalyte assays with algorithmic analyses (MAAA), the output involves some sort of diagnostic or prognostic information about treatment options or disease outcomes. BRCA genes: Tumor suppressor genes (BRCA1 and BRCA2) which have been shown to be associated with breast cancer; hundreds of variants have been identified, some of which are harmless; the abbreviation is derived from BReast CAncer. Breast cancer: A type of cancer that develops from the breast cells and is capable of spreading, commonly affecting women; the major signs include a lump in the breast, change in the shape of the breast, and fluid from the nipples. Colorectal cancer: Pertaining to cancers of the colon (large intestine) and the rectum (the distal portion of the large intestines or bowel). Endometrial cancer: A type of cancer that begins in the cells of the lining (endometrium) of the uterus, the hollow, muscular, pear–shaped pelvic organ where the fertilized egg is implanted and that nourishes the developing fetus; also called uterine cancer. Gene: Specific nucleic acid sequence associated with a unique function in the body such as production of a specific protein. Genome: The entire genetic material of an organism, which means the entire DNA sequence. Genomic Sequencing Procedures (GSPs): Tests that use germline or neoplastic specimens to simultaneously analyze DNA or RNA sequences, typically for a combination of many genes or even an entire exome or genome; the tests often employ technology such as next generation sequencing (NGS) to identify changes to nucleic acid sequences or possibly other variations such as copy number or chromosomal structure, and then use bioinformatics to compare the findings to known genetic changes relevant to a specific clinical condition. Hereditary: Passed from parent to child through genes, specific nucleic acid sequences associated with a unique function in the body such as production of a specific protein. Multianalyte assays with algorithmic analyses (MAAA): A set of codes generally unique to a single clinical laboratory or manufacture; they typically list all the analytic and algorithmic analysis for a type of disease, such a cancer; the type and number of analytes, such as proteins; the lab methods, such as immunoassay; the specimen type, such as blood; and the result type, such as prognostic risk score. Ovarian cancer: A type of cancer that develops from the ovaries, the two small reproductive glands located on either side of the uterus; the female reproductive organ where eggs are produced. Qualitative testing: Test to determine the presence or absence of a substance in the specimen. Quantitative measurement: Test to measure the specific quantity of a substance in the specimen. Targeted (gene) sequencing: Molecular gene sequencing technology, often next–generation sequencing (NGS), that focuses on a specific gene, set of genes, or gene region for analysis, useful in identifying whether genes or genetic mutations known to be associated with specific conditions are present; in NGS, multiple genes can be assessed across many samples in parallel at the same time. Variant: Gene that differs from the usual nucleic acid sequence due to events such as nucleotide deletions or insertions or substitutions; may cause conditions such as genetic disorders or cancer. Tips Because +0134U is an add–on code, you can report it only in addition to an appropriate primary code. Use this code only for the appropriate proprietary test; report one unit of this code for a single specimen analyzed on a single date of service. To report the +RNAinsight™ test when used with primary codes for different types of hereditary cancer, see codes +0130U to +0138U. Some payers may pay separately for collection of the specimen; check with the appropriate payer. Additional Info “U” codes are included in the CPT® code set to identify specific proprietary laboratory analyses (PLA) tests. PLA codes take precedence over the usual 80000 series codes for laboratory/pathology. Use this code only for the above–described test; do not report this test using any other CPT® code. PLA code descriptors follow existing code conventions when possible, and lab techniques used include multianalyte assays with algorithmic analyses (MAAA) and genomic sequencing procedures (GSP), among others. Read Less | Range Specific Guideline Proprietary laboratory analyses (PLA) codes describe proprietary clinical laboratory analyses and can be either provided by a single ("sole-source") laboratory or licensed or marketed to multiple providing laboratories (eg, cleared or approved by the Food and Drug Administration [FDA]). This subsection includes advanced diagnostic laboratory tests (ADLTs) and clinical diagnostic laboratory tests (CDLTs), as defined under the Protecting Access to Medicare Act (PAMA) of 2014. These analyses may include a range of medical laboratory tests including, but not limited to, multianalyte assays with algorithmic analyses (MAAA) and genomic sequencing procedures (GSP). The descriptor nomenclature follows, where possible, existing code conventions (eg, MAAA, GSP). Unless specifically noted, even though the Proprietary Laboratory Analyses section of the code set is located at the end of the Pathology and Laboratory section of the code set, a PLA code does not fulfill Category I code criteria. PLA codes are not required to fulfill the Category I criteria. The standards for inclusion in the PLA section are: The test must be commercially available in the United States for use on human specimens and The clinical laboratory or manufacturer that offers the test must request the code. For similar laboratory analyses that fulfill Category I criteria, see codes listed in the numeric 80000 series. When a PLA code is available to report a given proprietary laboratory service, that PLA code takes precedence. The service should not be reported with any other CPT® code(s) and other CPT® code(s) should not be used to report services that may be reported with that specific PLA code. These codes encompass all analytical services required for the analysis (eg, cell lysis, nucleic acid stabilization, extraction, digestion, amplification, hybridization and detection). For molecular analyses, additional procedures that are required prior to cell lysis (eg, microdissection [codes 88380 and 88381]) may be reported separately. Codes in this subsection are released on a quarterly basis to expedite dissemination for reporting. PLA codes will be published electronically on the AMA CPT® website (ama-assn.org/cpt-pla-codes), distributed via CPT® data files on a quarterly basis, and, at a minimum, made available in print annually in the CPT® codebook. See the Introduction section of the CPT® code set for a complete list of the dates of release and implementation. All codes that are included in this section are also included in Appendix O, with the procedure's proprietary name. In order to report a PLA code, the analysis performed must fulfill the code descriptor and must be the test represented by the proprietary name listed in Appendix O. In some instances, the descriptor language of PLA codes may be identical and the code may only be differentiated by the listed proprietary name in Appendix O. When more than one PLA has an identical descriptor, the codes will be denoted by the symbol "â™“." All PLA tests will have assigned codes in the PLA section of the code set. Any PLA coded test(s) that satisfies Category I criteria and has been accepted by the CPT® Editorial Panel will be designated by the addition of the symbol "^" to the existing PLA code and will remain in the PLA section of the code set. If a proprietary test has already been accepted for a Category I code and a code has not been published, subsequent application for a PLA code will take precedence. The code will only be placed in the PLA section. The accuracy of a PLA code is to be maintained by the original applicant, or the current owner of the test kit or laboratory performing the proprietary test. A new PLA code is required when: 1. Additional nucleic acid (DNA or RNA) and/or protein analysis(es) are added to the current PLA test, or 2. The name of the PLA test has changed in association with changes in test performance or test characteristics. The addition or modification of the therapeutic applications of the test require submission of a code change application, but it may not require a new code number. | 0001U-0599U | https://www.aapc.com/codes/cpt-codes/0134U | 2025-10-27T17:14:55.266849Z
0135U | Hereditary gynecological cancer (eg, hereditary breast and ovarian cancer, hereditary endometrial cancer, hereditary colorectal cancer), targeted mRNA sequence analysis panel (12 genes) (List separately in addition to code for primary procedure) Notes: (Use 0135U in conjunction with 81162) | This is a Proprietary Laboratory Analyses (PLA) code, meaning that the code applies to only one unique lab test made by a specific manufacturer or performed by a specific lab. Report +0135U for the +RNAinsight™ for GYNPlus® test from Ambry Genetics, which is a targeted mRNA sequence analysis panel of 12 genes to improve variant classification of genes implicated in various hereditary gynecological cancers. Report separately in addition to the code for the primary procedure. Explanation As an add–on to genomic sequence analysis of genes associated with hereditary breast, ovarian, endometrial, and other hereditary cancer–related disorders, the lab analyst carries out targeted mRNA sequence analysis of 12 genes using a high through–put, qualitative, and quantitative sequence analysis technology such as CloneSeq™, which allows for better classification of splicing variants. Clinicians order this test as an adjunct to DNA genetic testing to improve classification of which variants may impact the clinical outcomes, and to identify at–risk individuals, such as patients with a family history of hereditary colorectal, breast, ovarian, endometrial, and other gynecological cancers or patients with family members with multiple different primaries. This testing also allows clinicians to determine the need for earlier or more frequent imaging and testing or prophylactic surgical measures and to guide medical management and tailor treatments for patients with these cancers. Additional mRNA sequence analysis results allow clinicians to better manage cancers associated with these genes. Terminology Algorithm: A specific set of step–by–step calculations using defined inputs at each step to produce a useful output; for multianalyte assays with algorithmic analyses (MAAA), the output involves some sort of diagnostic or prognostic information about treatment options or disease outcomes. BRCA genes: Tumor suppressor genes (BRCA1 and BRCA2) which have been shown to be associated with breast cancer; hundreds of variants have been identified, some of which are harmless; the abbreviation is derived from BReast CAncer. Breast cancer: A type of cancer that develops from the breast cells and is capable of spreading, commonly affecting women; the major signs include a lump in the breast, change in the shape of the breast, and fluid from the nipples. Colorectal cancer: Pertaining to cancers of the colon (large intestine) and the rectum (the distal portion of the large intestines or bowel). Endometrial cancer: A type of cancer that begins in the cells of the lining (endometrium) of the uterus, the hollow, muscular, pear–shaped pelvic organ where the fertilized egg is implanted and that nourishes the developing fetus; also called uterine cancer. Gene: Specific nucleic acid sequence associated with a unique function in the body such as production of a specific protein. Genome: The entire genetic material of an organism, which means the entire DNA sequence. Genomic Sequencing Procedures (GSPs): Tests that use germline or neoplastic specimens to simultaneously analyze DNA or RNA sequences, typically for a combination of many genes or even an entire exome or genome; the tests often employ technology such as next generation sequencing (NGS) to identify changes to nucleic acid sequences or possibly other variations such as copy number or chromosomal structure, and then use bioinformatics to compare the findings to known genetic changes relevant to a specific clinical condition. Hereditary: Passed from parent to child through genes, specific nucleic acid sequences associated with a unique function in the body such as production of a specific protein. Multianalyte assays with algorithmic analyses (MAAA): A set of codes generally unique to a single clinical laboratory or manufacture; they typically list all the analytic and algorithmic analysis for a type of disease, such a cancer; the type and number of analytes, such as proteins; the lab methods, such as immunoassay; the specimen type, such as blood; and the result type, such as prognostic risk score. Ovarian cancer: A type of cancer that develops from the ovaries, the two small reproductive glands located on either side of the uterus; the female reproductive organ where eggs are produced. Qualitative testing: Test to determine the presence or absence of a substance in the specimen. Quantitative measurement: Test to measure the specific quantity of a substance in the specimen. Targeted (gene) sequencing: Molecular gene sequencing technology, often next–generation sequencing (NGS), that focuses on a specific gene, set of genes, or gene region for analysis, useful in identifying whether genes or genetic mutations known to be associated with specific conditions are present; in NGS, multiple genes can be assessed across many samples in parallel at the same time. Variant: Gene that differs from the usual nucleic acid sequence due to events such as nucleotide deletions or insertions or substitutions; may cause conditions such as genetic disorders or cancer. Tips Because +0135U is an add–on code, you can report it only in addition to a primary code, 81162 (BRCA1 and BRCA2 full gene analysis and duplication/deletion analysis). Use this code only for the appropriate proprietary test; report one unit of this code for a single specimen analyzed on a single date of service. To report the +RNAinsight™ test when used with primary codes for different types of hereditary cancer, see codes +0130U to +0138U. Some payers may pay separately for collection of the specimen; check with the appropriate payer. Additional Info “U” codes are included in the CPT® code set to identify specific proprietary laboratory analyses (PLA) tests. PLA codes take precedence over the usual 80000 series codes for laboratory/pathology. Use this code only for the above–described test; do not report this test using any other CPT® code. PLA code descriptors follow existing code conventions when possible, and lab techniques used include multianalyte assays with algorithmic analyses (MAAA) and genomic sequencing procedures (GSP), among others. Read Less | Range Specific Guideline Proprietary laboratory analyses (PLA) codes describe proprietary clinical laboratory analyses and can be either provided by a single ("sole-source") laboratory or licensed or marketed to multiple providing laboratories (eg, cleared or approved by the Food and Drug Administration [FDA]). This subsection includes advanced diagnostic laboratory tests (ADLTs) and clinical diagnostic laboratory tests (CDLTs), as defined under the Protecting Access to Medicare Act (PAMA) of 2014. These analyses may include a range of medical laboratory tests including, but not limited to, multianalyte assays with algorithmic analyses (MAAA) and genomic sequencing procedures (GSP). The descriptor nomenclature follows, where possible, existing code conventions (eg, MAAA, GSP). Unless specifically noted, even though the Proprietary Laboratory Analyses section of the code set is located at the end of the Pathology and Laboratory section of the code set, a PLA code does not fulfill Category I code criteria. PLA codes are not required to fulfill the Category I criteria. The standards for inclusion in the PLA section are: The test must be commercially available in the United States for use on human specimens and The clinical laboratory or manufacturer that offers the test must request the code. For similar laboratory analyses that fulfill Category I criteria, see codes listed in the numeric 80000 series. When a PLA code is available to report a given proprietary laboratory service, that PLA code takes precedence. The service should not be reported with any other CPT® code(s) and other CPT® code(s) should not be used to report services that may be reported with that specific PLA code. These codes encompass all analytical services required for the analysis (eg, cell lysis, nucleic acid stabilization, extraction, digestion, amplification, hybridization and detection). For molecular analyses, additional procedures that are required prior to cell lysis (eg, microdissection [codes 88380 and 88381]) may be reported separately. Codes in this subsection are released on a quarterly basis to expedite dissemination for reporting. PLA codes will be published electronically on the AMA CPT® website (ama-assn.org/cpt-pla-codes), distributed via CPT® data files on a quarterly basis, and, at a minimum, made available in print annually in the CPT® codebook. See the Introduction section of the CPT® code set for a complete list of the dates of release and implementation. All codes that are included in this section are also included in Appendix O, with the procedure's proprietary name. In order to report a PLA code, the analysis performed must fulfill the code descriptor and must be the test represented by the proprietary name listed in Appendix O. In some instances, the descriptor language of PLA codes may be identical and the code may only be differentiated by the listed proprietary name in Appendix O. When more than one PLA has an identical descriptor, the codes will be denoted by the symbol "â™“." All PLA tests will have assigned codes in the PLA section of the code set. Any PLA coded test(s) that satisfies Category I criteria and has been accepted by the CPT® Editorial Panel will be designated by the addition of the symbol "^" to the existing PLA code and will remain in the PLA section of the code set. If a proprietary test has already been accepted for a Category I code and a code has not been published, subsequent application for a PLA code will take precedence. The code will only be placed in the PLA section. The accuracy of a PLA code is to be maintained by the original applicant, or the current owner of the test kit or laboratory performing the proprietary test. A new PLA code is required when: 1. Additional nucleic acid (DNA or RNA) and/or protein analysis(es) are added to the current PLA test, or 2. The name of the PLA test has changed in association with changes in test performance or test characteristics. The addition or modification of the therapeutic applications of the test require submission of a code change application, but it may not require a new code number. | 0001U-0599U | https://www.aapc.com/codes/cpt-codes/0135U | 2025-10-27T17:15:13.404768Z
0136U | ATM (ataxia telangiectasia mutated) (eg, ataxia telangiectasia) mRNA sequence analysis (List separately in addition to code for primary procedure) Notes: (Use 0136U in conjunction with 81408) | This is a Proprietary Laboratory Analyses (PLA) code, meaning that the code applies to only one unique lab test made by a specific manufacturer or performed by a specific lab. Report +0136U for the +RNAinsight™ for ATM test from Ambry Genetics, which is a targeted mRNA sequence analysis to improve variant classification of the ATM (ataxia telangiectasia mutated) gene. Ataxia telangiectasia is a rare hereditary disorder that affects primarily the nervous and immune systems. Report separately in addition to the code for the primary procedure. Explanation As an add–on to a level 9 molecular pathology procedure for full gene sequencing of the ATM (ataxia telangiectasia mutated) gene, the lab analyst carries out targeted mRNA sequence analysis of the ATM genes using a high through–put, qualitative, and quantitative sequence analysis technology such as CloneSeq™, which allows for better classification of splicing variants. Clinicians order this test as an adjunct to DNA genetic testing to improve classification of which variants may impact the clinical outcomes, and to identify at–risk individuals, such as patients with early onset breast cancer or first–degree relatives with an ATM mutation or early onset breast cancer and/or multiple close relatives with breast, pancreatic, or prostate cancer. This testing also allows clinicians to determine the need for earlier or more frequent imaging and testing or prophylactic surgical measures and to guide medical management and tailor treatments for patients with these cancers. Additional mRNA sequence analysis results allow clinicians to better manage cancers associated with this gene. Ataxia telangiectasia is a rare inherited disorder characterized by progressive lack of voluntary coordination and muscle movement, with unsteady, jerky motions (ataxia) and small clusters of dilated veins (telangiectasias) on the skin and eyes. In addition, patients with ataxia telangiectasia may develop chronic lung infections due to a weakened immune system and are at increased risk of developing leukemia (cancer of the blood cells) and lymphoma (cancer of the lymph system). Terminology Algorithm: A specific set of step–by–step calculations using defined inputs at each step to produce a useful output; for multianalyte assays with algorithmic analyses (MAAA), the output involves some sort of diagnostic or prognostic information about treatment options or disease outcomes. Breast cancer: A type of cancer that develops from the breast cells and is capable of spreading, commonly affecting women; the major signs include a lump in the breast, change in the shape of the breast, and fluid from the nipples. Genome: The entire genetic material of an organism, which means the entire DNA sequence. Genomic Sequencing Procedures (GSPs): Tests that use germline or neoplastic specimens to simultaneously analyze DNA or RNA sequences, typically for a combination of many genes or even an entire exome or genome; the tests often employ technology such as next generation sequencing (NGS) to identify changes to nucleic acid sequences or possibly other variations such as copy number or chromosomal structure, and then use bioinformatics to compare the findings to known genetic changes relevant to a specific clinical condition. Leukemia: A cancer of the blood cells, with various types named after the specific blood cell type that becomes cancerous; it almost always results in a great increase in white blood cells (leukocytes). Lymphoma: Cancer of the lymph nodes, small nodules at various points along the circulation of the lymph system; there are two main types — Hodgkin and non–Hodgkin lymphoma, each with multiple subtypes; Hodgkin lymphoma is distinguished from non–Hodgkin by the presence of Reed–Sternberg cells, which are identifiable only on microscopic analysis; the lymph system returns fluid from the spaces between tissues back to the blood stream and supports the immune system. Multianalyte assays with algorithmic analyses (MAAA): A set of codes generally unique to a single clinical laboratory or manufacture; they typically list all the analytic and algorithmic analysis for a type of disease, such a cancer; the type and number of analytes, such as proteins; the lab methods, such as immunoassay; the specimen type, such as blood; and the result type, such as prognostic risk score. Pancreas: An organ in the abdomen that produces enzymes to aid in digestion and control of blood sugar; islets cells scattered through the pancreas secrete a variety of hormones, including glucagon and insulin. Pancreatic cancer: Cancer that begins in the cells of the pancreas that produce the enzymes that break down food and the hormones that help control blood sugar; it is often found late, spreads quickly, is difficult to treat, and if often fatal. Qualitative testing: Test to determine the presence or absence of a substance in the specimen. Quantitative measurement: Test to measure the specific quantity of a substance in the specimen. Targeted (gene) sequencing: Molecular gene sequencing technology, often next–generation sequencing (NGS), that focuses on a specific gene, set of genes, or gene region for analysis, useful in identifying whether genes or genetic mutations known to be associated with specific conditions are present; in NGS, multiple genes can be assessed across many samples in parallel at the same time. Variant: Gene that differs from the usual nucleic acid sequence due to events such as nucleotide deletions or insertions or substitutions; may cause conditions such as genetic disorders or cancer. Tips Because +0136U is an add–on code, you can report it only in addition to an appropriate primary code: 81408, full gene sequencing of the ATM (ataxia telangiectasia mutated) gene, (a level 9 molecular pathology procedure). Use this code only for the appropriate proprietary test; report one unit of this code for a single specimen analyzed on a single date of service. To report the +RNAinsight™ test when used with primary codes for different types of hereditary cancer, see codes +0130U to +0138U. Some payers may pay separately for collection of the specimen; check with the appropriate payer. Additional Info “U” codes are included in the CPT® code set to identify specific proprietary laboratory analyses (PLA) tests. PLA codes take precedence over the usual 80000 series codes for laboratory/pathology. Use this code only for the above–described test; do not report this test using any other CPT® code. PLA code descriptors follow existing code conventions when possible, and lab techniques used include multianalyte assays with algorithmic analyses (MAAA) and genomic sequencing procedures (GSP), among others. Read Less | Range Specific Guideline Proprietary laboratory analyses (PLA) codes describe proprietary clinical laboratory analyses and can be either provided by a single ("sole-source") laboratory or licensed or marketed to multiple providing laboratories (eg, cleared or approved by the Food and Drug Administration [FDA]). This subsection includes advanced diagnostic laboratory tests (ADLTs) and clinical diagnostic laboratory tests (CDLTs), as defined under the Protecting Access to Medicare Act (PAMA) of 2014. These analyses may include a range of medical laboratory tests including, but not limited to, multianalyte assays with algorithmic analyses (MAAA) and genomic sequencing procedures (GSP). The descriptor nomenclature follows, where possible, existing code conventions (eg, MAAA, GSP). Unless specifically noted, even though the Proprietary Laboratory Analyses section of the code set is located at the end of the Pathology and Laboratory section of the code set, a PLA code does not fulfill Category I code criteria. PLA codes are not required to fulfill the Category I criteria. The standards for inclusion in the PLA section are: The test must be commercially available in the United States for use on human specimens and The clinical laboratory or manufacturer that offers the test must request the code. For similar laboratory analyses that fulfill Category I criteria, see codes listed in the numeric 80000 series. When a PLA code is available to report a given proprietary laboratory service, that PLA code takes precedence. The service should not be reported with any other CPT® code(s) and other CPT® code(s) should not be used to report services that may be reported with that specific PLA code. These codes encompass all analytical services required for the analysis (eg, cell lysis, nucleic acid stabilization, extraction, digestion, amplification, hybridization and detection). For molecular analyses, additional procedures that are required prior to cell lysis (eg, microdissection [codes 88380 and 88381]) may be reported separately. Codes in this subsection are released on a quarterly basis to expedite dissemination for reporting. PLA codes will be published electronically on the AMA CPT® website (ama-assn.org/cpt-pla-codes), distributed via CPT® data files on a quarterly basis, and, at a minimum, made available in print annually in the CPT® codebook. See the Introduction section of the CPT® code set for a complete list of the dates of release and implementation. All codes that are included in this section are also included in Appendix O, with the procedure's proprietary name. In order to report a PLA code, the analysis performed must fulfill the code descriptor and must be the test represented by the proprietary name listed in Appendix O. In some instances, the descriptor language of PLA codes may be identical and the code may only be differentiated by the listed proprietary name in Appendix O. When more than one PLA has an identical descriptor, the codes will be denoted by the symbol "â™“." All PLA tests will have assigned codes in the PLA section of the code set. Any PLA coded test(s) that satisfies Category I criteria and has been accepted by the CPT® Editorial Panel will be designated by the addition of the symbol "^" to the existing PLA code and will remain in the PLA section of the code set. If a proprietary test has already been accepted for a Category I code and a code has not been published, subsequent application for a PLA code will take precedence. The code will only be placed in the PLA section. The accuracy of a PLA code is to be maintained by the original applicant, or the current owner of the test kit or laboratory performing the proprietary test. A new PLA code is required when: 1. Additional nucleic acid (DNA or RNA) and/or protein analysis(es) are added to the current PLA test, or 2. The name of the PLA test has changed in association with changes in test performance or test characteristics. The addition or modification of the therapeutic applications of the test require submission of a code change application, but it may not require a new code number. | 0001U-0599U | https://www.aapc.com/codes/cpt-codes/0136U | 2025-10-27T17:15:31.347121Z
0137U | PALB2 (partner and localizer of BRCA2) (eg, breast and pancreatic cancer) mRNA sequence analysis (List separately in addition to code for primary procedure) Notes: (Use 0137U in conjunction with 81307) | This is a Proprietary Laboratory Analyses (PLA) code, meaning that the code applies to only one unique lab test made by a specific manufacturer or performed by a specific lab. Report +0137U for the +RNAinsight™ for PALB2 test from Ambry Genetics, an mRNA sequence analysis to improve variant classification of the PALB2 (partner and localizer of BRCA2) gene, which is associated with breast, pancreatic, and other cancers. Report separately in addition to the code for the primary procedure. Explanation As an add–on to a level 7 molecular pathology procedure for full gene sequencing of the PALB2 (partner and localizer of BRCA2) gene, the lab analyst carries out mRNA sequence analysis of the PALB2 genes using a high through–put, qualitative, and quantitative sequence analysis technology such as CloneSeq™, which allows for better classification of splicing variants. Clinicians order this test as an adjunct to DNA genetic testing to improve classification of which variants may impact the clinical outcomes, and to identify at–risk individuals, such as patients with early onset breast cancer or multiple primary breast cancers or close relatives with same as well as male relatives with breast cancer. Individuals with this gene are at risk for breast, pancreatic, prostate, ovarian, and other cancers. This testing also allows clinicians to determine the need for earlier or more frequent imaging and testing or prophylactic surgical measures and to guide medical management and tailor treatments for patients with these cancers. Additional mRNA sequence analysis results allow clinicians to better manage cancers associated with this gene. Terminology Algorithm: A specific set of step–by–step calculations using defined inputs at each step to produce a useful output; for multianalyte assays with algorithmic analyses (MAAA), the output involves some sort of diagnostic or prognostic information about treatment options or disease outcomes. Breast cancer: A type of cancer that develops from the breast cells and is capable of spreading, commonly affecting women; the major signs include a lump in the breast, change in the shape of the breast, and fluid from the nipples. Genome: The entire genetic material of an organism, which means the entire DNA sequence. Genomic Sequencing Procedures (GSPs): Tests that use germline or neoplastic specimens to simultaneously analyze DNA or RNA sequences, typically for a combination of many genes or even an entire exome or genome; the tests often employ technology such as next generation sequencing (NGS) to identify changes to nucleic acid sequences or possibly other variations such as copy number or chromosomal structure, and then use bioinformatics to compare the findings to known genetic changes relevant to a specific clinical condition.Multianalyte assays with algorithmic analyses (MAAA): A set of codes generally unique to a single clinical laboratory or manufacture; they typically list all the analytic and algorithmic analysis for a type of disease, such a cancer; the type and number of analytes, such as proteins; the lab methods, such as immunoassay; the specimen type, such as blood; and the result type, such as prognostic risk score. Pancreas: An organ in the abdomen that produces enzymes to aid in digestion and control of blood sugar; islets cells scattered through the pancreas secrete a variety of hormones, including glucagon and insulin. Pancreatic cancer: Cancer that begins in the cells of the pancreas that produce the enzymes that break down food and the hormones that help control blood sugar; it is often found late, spreads quickly, is difficult to treat, and if often fatal. Qualitative testing: Test to determine the presence or absence of a substance in the specimen. Quantitative measurement: Test to measure the specific quantity of a substance in the specimen. Targeted (gene) sequencing: Molecular gene sequencing technology, often next–generation sequencing (NGS), that focuses on a specific gene, set of genes, or gene region for analysis, useful in identifying whether genes or genetic mutations known to be associated with specific conditions are present; in NGS, multiple genes can be assessed across many samples in parallel at the same time. Variant: Gene that differs from the usual nucleic acid sequence due to events such as nucleotide deletions or insertions or substitutions; may cause conditions such as genetic disorders or cancer. Tips Because +0137U is an add–on code, you can report it only in addition to an appropriate primary code. Use this code only for the appropriate proprietary test; report one unit of this code for a single specimen analyzed on a single date of service. Some payers may pay separately for collection of the specimen; check with the appropriate payer. Additional Info “U” codes are included in the CPT® code set to identify specific proprietary laboratory analyses (PLA) tests. PLA codes take precedence over the usual 80000 series codes for laboratory/pathology. Use this code only for the above–described test; do not report this test using any other CPT® code. PLA code descriptors follow existing code conventions when possible, and lab techniques used include multianalyte assays with algorithmic analyses (MAAA) and genomic sequencing procedures (GSP), among others. Read Less | Range Specific Guideline Proprietary laboratory analyses (PLA) codes describe proprietary clinical laboratory analyses and can be either provided by a single ("sole-source") laboratory or licensed or marketed to multiple providing laboratories (eg, cleared or approved by the Food and Drug Administration [FDA]). This subsection includes advanced diagnostic laboratory tests (ADLTs) and clinical diagnostic laboratory tests (CDLTs), as defined under the Protecting Access to Medicare Act (PAMA) of 2014. These analyses may include a range of medical laboratory tests including, but not limited to, multianalyte assays with algorithmic analyses (MAAA) and genomic sequencing procedures (GSP). The descriptor nomenclature follows, where possible, existing code conventions (eg, MAAA, GSP). Unless specifically noted, even though the Proprietary Laboratory Analyses section of the code set is located at the end of the Pathology and Laboratory section of the code set, a PLA code does not fulfill Category I code criteria. PLA codes are not required to fulfill the Category I criteria. The standards for inclusion in the PLA section are: The test must be commercially available in the United States for use on human specimens and The clinical laboratory or manufacturer that offers the test must request the code. For similar laboratory analyses that fulfill Category I criteria, see codes listed in the numeric 80000 series. When a PLA code is available to report a given proprietary laboratory service, that PLA code takes precedence. The service should not be reported with any other CPT® code(s) and other CPT® code(s) should not be used to report services that may be reported with that specific PLA code. These codes encompass all analytical services required for the analysis (eg, cell lysis, nucleic acid stabilization, extraction, digestion, amplification, hybridization and detection). For molecular analyses, additional procedures that are required prior to cell lysis (eg, microdissection [codes 88380 and 88381]) may be reported separately. Codes in this subsection are released on a quarterly basis to expedite dissemination for reporting. PLA codes will be published electronically on the AMA CPT® website (ama-assn.org/cpt-pla-codes), distributed via CPT® data files on a quarterly basis, and, at a minimum, made available in print annually in the CPT® codebook. See the Introduction section of the CPT® code set for a complete list of the dates of release and implementation. All codes that are included in this section are also included in Appendix O, with the procedure's proprietary name. In order to report a PLA code, the analysis performed must fulfill the code descriptor and must be the test represented by the proprietary name listed in Appendix O. In some instances, the descriptor language of PLA codes may be identical and the code may only be differentiated by the listed proprietary name in Appendix O. When more than one PLA has an identical descriptor, the codes will be denoted by the symbol "â™“." All PLA tests will have assigned codes in the PLA section of the code set. Any PLA coded test(s) that satisfies Category I criteria and has been accepted by the CPT® Editorial Panel will be designated by the addition of the symbol "^" to the existing PLA code and will remain in the PLA section of the code set. If a proprietary test has already been accepted for a Category I code and a code has not been published, subsequent application for a PLA code will take precedence. The code will only be placed in the PLA section. The accuracy of a PLA code is to be maintained by the original applicant, or the current owner of the test kit or laboratory performing the proprietary test. A new PLA code is required when: 1. Additional nucleic acid (DNA or RNA) and/or protein analysis(es) are added to the current PLA test, or 2. The name of the PLA test has changed in association with changes in test performance or test characteristics. The addition or modification of the therapeutic applications of the test require submission of a code change application, but it may not require a new code number. | 0001U-0599U | https://www.aapc.com/codes/cpt-codes/0137U | 2025-10-27T17:15:49.022326Z
0138U | BRCA1 (BRCA1, DNA repair associated), BRCA2 (BRCA2, DNA repair associated) (eg, hereditary breast and ovarian cancer) mRNA sequence analysis (List separately in addition to code for primary procedure) Notes: (Use 0138U in conjunction with 81162) | This is a Proprietary Laboratory Analyses (PLA) code, meaning that the code applies to only one unique lab test made by a specific manufacturer or performed by a specific lab. Report +0138U for the +RNAinsight™ for BRCA1/2 test from Ambry Genetics, an mRNA sequence analysis of the BRCA 1 and BRCA2 genes to improve variant classification of these genes, which are implicated in various hereditary breast cancer–related disorders. Report separately in addition to the code for the primary procedure. Explanation As an add–on to genomic sequence analysis of genes associated with hereditary breast cancer–related disorders, the lab analyst carries out mRNA sequence analysis of the BRCA 1 and BRCA2 genes using a high through–put, qualitative, and quantitative sequence analysis technology such as CloneSeq™, which allows for better classification of splicing variants. Clinicians order this test as an adjunct to DNA genetic testing to improve classification of which variants may impact the clinical outcomes, and to identify at–risk individuals, determine the need for earlier or more frequent imaging and testing or prophylactic surgical measures, and to guide medical management and tailor treatments for hereditary cancer–related disorders, such as hereditary breast, ovarian, and endometrial cancers. Additional mRNA sequence analysis results allow clinicians to better manage cancers associated with these genes. Terminology Algorithm: A specific set of step–by–step calculations using defined inputs at each step to produce a useful output; for multianalyte assays with algorithmic analyses (MAAA), the output involves some sort of diagnostic or prognostic information about treatment options or disease outcomes. BRCA genes: Tumor suppressor genes (BRCA1 and BRCA2) which have been shown to be associated with breast cancer; hundreds of variants have been identified, some of which are harmless; the abbreviation is derived from BReast CAncer. Breast cancer: A type of cancer that develops from the breast cells and is capable of spreading, commonly affecting women; the major signs include a lump in the breast, change in the shape of the breast, and fluid from the nipples. Endometrial cancer: A type of cancer that begins in the cells of the lining (endometrium) of the uterus, the hollow, muscular, pear–shaped pelvic organ where the fertilized egg is implanted and that nourishes the developing fetus; also called uterine cancer. Gene: Specific nucleic acid sequence associated with a unique function in the body such as production of a specific protein. Genome: The entire genetic material of an organism, which means the entire DNA sequence. Genomic Sequencing Procedures (GSPs): Tests that use germline or neoplastic specimens to simultaneously analyze DNA or RNA sequences, typically for a combination of many genes or even an entire exome or genome; the tests often employ technology such as next generation sequencing (NGS) to identify changes to nucleic acid sequences or possibly other variations such as copy number or chromosomal structure, and then use bioinformatics to compare the findings to known genetic changes relevant to a specific clinical condition. Hereditary: Passed from parent to child through genes, specific nucleic acid sequences associated with a unique function in the body such as production of a specific protein. Multianalyte assays with algorithmic analyses (MAAA): A set of codes generally unique to a single clinical laboratory or manufacture; they typically list all the analytic and algorithmic analysis for a type of disease, such a cancer; the type and number of analytes, such as proteins; the lab methods, such as immunoassay; the specimen type, such as blood; and the result type, such as prognostic risk score. Ovarian cancer: A type of cancer that develops from the ovaries, the two small reproductive glands located on either side of the uterus; the female reproductive organ where eggs are produced. Quantitative measurement: Test to measure the specific quantity of a substance in the specimen. Targeted (gene) sequencing: Molecular gene sequencing technology, often next–generation sequencing (NGS), that focuses on a specific gene, set of genes, or gene region for analysis, useful in identifying whether genes or genetic mutations known to be associated with specific conditions are present; in NGS, multiple genes can be assessed across many samples in parallel at the same time. Variant: Gene that differs from the usual nucleic acid sequence due to events such as nucleotide deletions or insertions or substitutions; may cause conditions such as genetic disorders or cancer. Tips Because +0138U is an add–on code, you can report it only in addition to an appropriate primary code: 81162 (for BRCA1 and BRCA2 full gene analysis and duplication/deletion analysis); the BRCA genes are related to hereditary breast cancer–related disorders. Use this code only for the appropriate proprietary test; report one unit of this code for a single specimen analyzed on a single date of service. To report the +RNAinsight™ test when used with primary codes for different types of hereditary cancer, see codes +0130U to +0138U. Some payers may pay separately for collection of the specimen; check with the appropriate payer. Additional Info “U” codes are included in the CPT® code set to identify specific proprietary laboratory analyses (PLA) tests. PLA codes take precedence over the usual 80000 series codes for laboratory/pathology. Use this code only for the above–described test; do not report this test using any other CPT® code. PLA code descriptors follow existing code conventions when possible, and lab techniques used include multianalyte assays with algorithmic analyses (MAAA) and genomic sequencing procedures (GSP), among others. Read Less | Range Specific Guideline Proprietary laboratory analyses (PLA) codes describe proprietary clinical laboratory analyses and can be either provided by a single ("sole-source") laboratory or licensed or marketed to multiple providing laboratories (eg, cleared or approved by the Food and Drug Administration [FDA]). This subsection includes advanced diagnostic laboratory tests (ADLTs) and clinical diagnostic laboratory tests (CDLTs), as defined under the Protecting Access to Medicare Act (PAMA) of 2014. These analyses may include a range of medical laboratory tests including, but not limited to, multianalyte assays with algorithmic analyses (MAAA) and genomic sequencing procedures (GSP). The descriptor nomenclature follows, where possible, existing code conventions (eg, MAAA, GSP). Unless specifically noted, even though the Proprietary Laboratory Analyses section of the code set is located at the end of the Pathology and Laboratory section of the code set, a PLA code does not fulfill Category I code criteria. PLA codes are not required to fulfill the Category I criteria. The standards for inclusion in the PLA section are: The test must be commercially available in the United States for use on human specimens and The clinical laboratory or manufacturer that offers the test must request the code. For similar laboratory analyses that fulfill Category I criteria, see codes listed in the numeric 80000 series. When a PLA code is available to report a given proprietary laboratory service, that PLA code takes precedence. The service should not be reported with any other CPT® code(s) and other CPT® code(s) should not be used to report services that may be reported with that specific PLA code. These codes encompass all analytical services required for the analysis (eg, cell lysis, nucleic acid stabilization, extraction, digestion, amplification, hybridization and detection). For molecular analyses, additional procedures that are required prior to cell lysis (eg, microdissection [codes 88380 and 88381]) may be reported separately. Codes in this subsection are released on a quarterly basis to expedite dissemination for reporting. PLA codes will be published electronically on the AMA CPT® website (ama-assn.org/cpt-pla-codes), distributed via CPT® data files on a quarterly basis, and, at a minimum, made available in print annually in the CPT® codebook. See the Introduction section of the CPT® code set for a complete list of the dates of release and implementation. All codes that are included in this section are also included in Appendix O, with the procedure's proprietary name. In order to report a PLA code, the analysis performed must fulfill the code descriptor and must be the test represented by the proprietary name listed in Appendix O. In some instances, the descriptor language of PLA codes may be identical and the code may only be differentiated by the listed proprietary name in Appendix O. When more than one PLA has an identical descriptor, the codes will be denoted by the symbol "â™“." All PLA tests will have assigned codes in the PLA section of the code set. Any PLA coded test(s) that satisfies Category I criteria and has been accepted by the CPT® Editorial Panel will be designated by the addition of the symbol "^" to the existing PLA code and will remain in the PLA section of the code set. If a proprietary test has already been accepted for a Category I code and a code has not been published, subsequent application for a PLA code will take precedence. The code will only be placed in the PLA section. The accuracy of a PLA code is to be maintained by the original applicant, or the current owner of the test kit or laboratory performing the proprietary test. A new PLA code is required when: 1. Additional nucleic acid (DNA or RNA) and/or protein analysis(es) are added to the current PLA test, or 2. The name of the PLA test has changed in association with changes in test performance or test characteristics. The addition or modification of the therapeutic applications of the test require submission of a code change application, but it may not require a new code number. | 0001U-0599U | https://www.aapc.com/codes/cpt-codes/0138U | 2025-10-27T17:16:06.668932Z
0140U | Infectious disease (fungi), fungal pathogen identification, DNA (15 fungal targets), blood culture, amplified probe technique, each target reported as detected or not detected | This is a Proprietary Laboratory Analyses (PLA) code, meaning that the code applies to only one unique lab test made by a specific manufacturer or performed by a specific lab. Report 0140U for the ePlex® BCID Fungal Pathogens Panel from GenMark Diagnostics Inc., which uses an automated amplified probe technique for rapid detection of 15 common and emerging fungal targets from positive blood cultures. Explanation The lab analyst utilizes GenMark Diagnostics’ proprietary ePlex automated cartridge system which incorporates microfluidics–based DNA hybridization to signal and capture probes and electrochemical detection to analyze blood culture specimens for 11 species of Candida, 2 Cryptococcus species, and a Fusarium, and Rhodotorula species. Each target is reported as detected or not detected. Clinicians order this test for more rapid diagnosis of patients suspected to have a fungal blood infection and to aid selection of targeted antifungal therapy sooner than by other methods of detection. Terminology Algorithm: A specific set of step–by–step calculations using defined inputs at each step to produce a useful output; for multianalyte assays with algorithmic analyses (MAAA), the output involves some sort of diagnostic or prognostic information about treatment options or disease outcomes. Amplification: Making more copies of a desired gene for study by processes such as polymerase chain reaction (PCR) or transcription of DNA to RNA and reverse transcription from RNA to make an additional copy of the DNA. Deoxyribonucleic acid (DNA): A form of nucleic acid that consists of a sequence of specific biological chemicals (nucleotides) which carry genetic information. Electrochemical detection: Measurement of electrical current resulting from oxidative and reduction reactions of substances. Genome: The entire genetic material of an organism, which means the entire DNA sequence. Genomic sequencing procedure: A laboratory study that uses a specialized automated instrument that determines the order of nucleotides in DNA and reports the sequence as a string of letters, which the analyst compares to a reference library of normal genomes and variant gene sequences associated with certain conditions. Hybridization: Forming a double–stranded DNA or RNA molecule by combining two complementary single strands, usually to identify a genetic mutation. Microfluidics: A branch of science that deals with volume of fluids. Multianalyte assays with algorithmic analyses (MAAA): A set of codes generally unique to a single clinical laboratory or manufacture; they typically list all the analytic and algorithmic analysis for a type of disease, such a cancer; the type and number of analytes, such as proteins; the lab methods, such as immunoassay; the specimen type, such as blood; and the result type, such as prognostic risk score. Probe (noun): In the laboratory, a substance, such as a nucleic acid sequence (DNA or RNA) or antibody, labeled with a “marker” (such as fluorescent dye), used to detect a complementary “target” substance in the specimen. Tips Use this code only for the appropriate proprietary test; report one unit of this code for a single specimen analyzed on a single date of service. There are numerous proprietary and nonproprietary infectious disease laboratory assays and panels for the detection of different pathogens, some with similar–sounding proprietary names and/or descriptors, for example, 0140U to 0142U, 0152U, 0010U, 0086U, 0109U, and 87506. Study the documentation, descriptors, and proprietary names to be sure you are selecting the correct code. Some payers may pay separately for collection of the specimen; check with the appropriate payer. Additional Info “U” codes are included in the CPT® code set to identify specific proprietary laboratory analyses (PLA) tests. PLA codes take precedence over the usual 80000 series codes for laboratory/pathology. Use this code only for the above–described test; do not report this test using any other CPT® code. PLA code descriptors follow existing code conventions when possible, and lab techniques used include multianalyte assays with algorithmic analyses (MAAA) and genomic sequencing procedures (GSP), among others. Read Less | Range Specific Guideline Proprietary laboratory analyses (PLA) codes describe proprietary clinical laboratory analyses and can be either provided by a single ("sole-source") laboratory or licensed or marketed to multiple providing laboratories (eg, cleared or approved by the Food and Drug Administration [FDA]). This subsection includes advanced diagnostic laboratory tests (ADLTs) and clinical diagnostic laboratory tests (CDLTs), as defined under the Protecting Access to Medicare Act (PAMA) of 2014. These analyses may include a range of medical laboratory tests including, but not limited to, multianalyte assays with algorithmic analyses (MAAA) and genomic sequencing procedures (GSP). The descriptor nomenclature follows, where possible, existing code conventions (eg, MAAA, GSP). Unless specifically noted, even though the Proprietary Laboratory Analyses section of the code set is located at the end of the Pathology and Laboratory section of the code set, a PLA code does not fulfill Category I code criteria. PLA codes are not required to fulfill the Category I criteria. The standards for inclusion in the PLA section are: The test must be commercially available in the United States for use on human specimens and The clinical laboratory or manufacturer that offers the test must request the code. For similar laboratory analyses that fulfill Category I criteria, see codes listed in the numeric 80000 series. When a PLA code is available to report a given proprietary laboratory service, that PLA code takes precedence. The service should not be reported with any other CPT® code(s) and other CPT® code(s) should not be used to report services that may be reported with that specific PLA code. These codes encompass all analytical services required for the analysis (eg, cell lysis, nucleic acid stabilization, extraction, digestion, amplification, hybridization and detection). For molecular analyses, additional procedures that are required prior to cell lysis (eg, microdissection [codes 88380 and 88381]) may be reported separately. Codes in this subsection are released on a quarterly basis to expedite dissemination for reporting. PLA codes will be published electronically on the AMA CPT® website (ama-assn.org/cpt-pla-codes), distributed via CPT® data files on a quarterly basis, and, at a minimum, made available in print annually in the CPT® codebook. See the Introduction section of the CPT® code set for a complete list of the dates of release and implementation. All codes that are included in this section are also included in Appendix O, with the procedure's proprietary name. In order to report a PLA code, the analysis performed must fulfill the code descriptor and must be the test represented by the proprietary name listed in Appendix O. In some instances, the descriptor language of PLA codes may be identical and the code may only be differentiated by the listed proprietary name in Appendix O. When more than one PLA has an identical descriptor, the codes will be denoted by the symbol "â™“." All PLA tests will have assigned codes in the PLA section of the code set. Any PLA coded test(s) that satisfies Category I criteria and has been accepted by the CPT® Editorial Panel will be designated by the addition of the symbol "^" to the existing PLA code and will remain in the PLA section of the code set. If a proprietary test has already been accepted for a Category I code and a code has not been published, subsequent application for a PLA code will take precedence. The code will only be placed in the PLA section. The accuracy of a PLA code is to be maintained by the original applicant, or the current owner of the test kit or laboratory performing the proprietary test. A new PLA code is required when: 1. Additional nucleic acid (DNA or RNA) and/or protein analysis(es) are added to the current PLA test, or 2. The name of the PLA test has changed in association with changes in test performance or test characteristics. The addition or modification of the therapeutic applications of the test require submission of a code change application, but it may not require a new code number. | 0001U-0599U | https://www.aapc.com/codes/cpt-codes/0140U | 2025-10-27T17:16:24.704044Z
0141U | Infectious disease (bacteria and fungi), gram-positive organism identification and drug resistance element detection, DNA (20 gram-positive bacterial targets, 4 resistance genes, 1 pan gram-negative bacterial target, 1 pan Candida target), blood culture, amplified probe technique, each target reported as detected or not detected | This is a Proprietary Laboratory Analyses (PLA) code, meaning that the code applies to only one unique lab test made by a specific manufacturer or performed by a specific lab. Report 0141U for the ePlex® BCID gram–positive panel, GenMark Diagnostics Inc., which uses an automated amplified probe technique for rapid detection of 20 gram–positive bacterial targets, 4 resistance genes, 1 pan gram–negative bacterial target, 1 pan Candida target from positive blood cultures. Explanation The lab analyst utilizes GenMark Diagnostics’ proprietary ePlex automated cartridge system which incorporates microfluidics–based DNA hybridization to signal and capture probes and electrochemical detection to analyze blood culture specimens for a variety of gram–positive bacteria, a pan gram–negative, and a pan Candida species as well as 4 resistance genes (medA, mecC, vanA, and vanB). Each target is reported as detected or not detected. Clinicians order this test for a more rapid diagnosis of patients suspected to have a gram–positive bacterial blood infection and to aid the selection of targeted antimicrobial therapy sooner than by other methods of detection. Terminology Algorithm: A specific set of step–by–step calculations using defined inputs at each step to produce a useful output; for multianalyte assays with algorithmic analyses (MAAA), the output involves some sort of diagnostic or prognostic information about treatment options or disease outcomes. Amplification: Making more copies of a desired gene for study by processes such as polymerase chain reaction (PCR) or transcription of DNA to RNA and reverse transcription from RNA to make an additional copy of the DNA. Deoxyribonucleic acid (DNA): A form of nucleic acid that consists of a sequence of specific biological chemicals (nucleotides) that carry genetic information. Electrochemical detection: Measurement of electrical current resulting from oxidative and reduction reactions of substances. Genome: The entire genetic material of an organism, which means the entire DNA sequence. Genomic sequencing procedure: A laboratory study that uses a specialized automated instrument that determines the order of nucleotides in DNA and reports the sequence as a string of letters, which the analyst compares to a reference library of normal genomes and variant gene sequences associated with certain conditions. Gram–negative bacteria: Bacteria that stain a pink color when treated with a Gram stain, these bacteria have cell walls that are two–layered and are often resistant to new antibiotics; some common gram–negative bacteria include Klebsiella, Acinetobacter, Pseudomonas aeruginosa, and Escherichia coli. Gram–positive bacteria: Bacteria that stain blue or purple when treated with a Gram stain, these bacteria are more susceptible to antibiotics; some common gram–positive bacteria include Staphylococcus, Streptococcus, and Enterococcus species. Hybridization: Forming a double–stranded DNA or RNA molecule by combining two complementary single strands, usually to identify a genetic mutation. Microfluidics: A branch of science that deals with the volume of fluids. Multianalyte assays with algorithmic analyses (MAAA): A set of codes generally unique to a single clinical laboratory or manufacture; they typically list all the analytic and algorithmic analysis for a type of disease, such cancer; the type and number of analytes, such as proteins; the lab methods, such as immunoassay; the specimen type, such as blood; and the result type, such as prognostic risk score. Probe (noun): In the laboratory, a substance, such as a nucleic acid sequence (DNA or RNA) or antibody, labeled with a “marker” (such as fluorescent dye), used to detect a complementary “target” substance in the specimen. Tips Use this code only for the appropriate proprietary test; report one unit of this code for a single specimen analyzed on a single date of service. There are numerous proprietary and nonproprietary infectious disease laboratory assays and panels for the detection of different pathogens, some with similar–sounding proprietary names and/or descriptors, for example, 0140U to 0142U, 0152U, 0010U, 0086U, 0109U, and 87506. Study the documentation, descriptors, and proprietary names to be sure you are selecting the correct code. Some payers may pay separately for the collection of the specimen; check with the appropriate payer. Additional Info “U” codes are included in the CPT® code set to identify specific proprietary laboratory analyses (PLA) tests. PLA codes take precedence over the usual 80000 series codes for laboratory/pathology. Use this code only for the above–described test; do not report this test using any other CPT® code. PLA code descriptors follow existing code conventions when possible, and lab techniques used include multianalyte assays with algorithmic analyses (MAAA) and genomic sequencing procedures (GSP), among others. Read Less | Range Specific Guideline Proprietary laboratory analyses (PLA) codes describe proprietary clinical laboratory analyses and can be either provided by a single ("sole-source") laboratory or licensed or marketed to multiple providing laboratories (eg, cleared or approved by the Food and Drug Administration [FDA]). This subsection includes advanced diagnostic laboratory tests (ADLTs) and clinical diagnostic laboratory tests (CDLTs), as defined under the Protecting Access to Medicare Act (PAMA) of 2014. These analyses may include a range of medical laboratory tests including, but not limited to, multianalyte assays with algorithmic analyses (MAAA) and genomic sequencing procedures (GSP). The descriptor nomenclature follows, where possible, existing code conventions (eg, MAAA, GSP). Unless specifically noted, even though the Proprietary Laboratory Analyses section of the code set is located at the end of the Pathology and Laboratory section of the code set, a PLA code does not fulfill Category I code criteria. PLA codes are not required to fulfill the Category I criteria. The standards for inclusion in the PLA section are: The test must be commercially available in the United States for use on human specimens and The clinical laboratory or manufacturer that offers the test must request the code. For similar laboratory analyses that fulfill Category I criteria, see codes listed in the numeric 80000 series. When a PLA code is available to report a given proprietary laboratory service, that PLA code takes precedence. The service should not be reported with any other CPT® code(s) and other CPT® code(s) should not be used to report services that may be reported with that specific PLA code. These codes encompass all analytical services required for the analysis (eg, cell lysis, nucleic acid stabilization, extraction, digestion, amplification, hybridization and detection). For molecular analyses, additional procedures that are required prior to cell lysis (eg, microdissection [codes 88380 and 88381]) may be reported separately. Codes in this subsection are released on a quarterly basis to expedite dissemination for reporting. PLA codes will be published electronically on the AMA CPT® website (ama-assn.org/cpt-pla-codes), distributed via CPT® data files on a quarterly basis, and, at a minimum, made available in print annually in the CPT® codebook. See the Introduction section of the CPT® code set for a complete list of the dates of release and implementation. All codes that are included in this section are also included in Appendix O, with the procedure's proprietary name. In order to report a PLA code, the analysis performed must fulfill the code descriptor and must be the test represented by the proprietary name listed in Appendix O. In some instances, the descriptor language of PLA codes may be identical and the code may only be differentiated by the listed proprietary name in Appendix O. When more than one PLA has an identical descriptor, the codes will be denoted by the symbol "â™“." All PLA tests will have assigned codes in the PLA section of the code set. Any PLA coded test(s) that satisfies Category I criteria and has been accepted by the CPT® Editorial Panel will be designated by the addition of the symbol "^" to the existing PLA code and will remain in the PLA section of the code set. If a proprietary test has already been accepted for a Category I code and a code has not been published, subsequent application for a PLA code will take precedence. The code will only be placed in the PLA section. The accuracy of a PLA code is to be maintained by the original applicant, or the current owner of the test kit or laboratory performing the proprietary test. A new PLA code is required when: 1. Additional nucleic acid (DNA or RNA) and/or protein analysis(es) are added to the current PLA test, or 2. The name of the PLA test has changed in association with changes in test performance or test characteristics. The addition or modification of the therapeutic applications of the test require submission of a code change application, but it may not require a new code number. | 0001U-0599U | https://www.aapc.com/codes/cpt-codes/0141U | 2025-10-27T17:16:42.630517Z
0142U | Infectious disease (bacteria and fungi), gram-negative bacterial identification and drug resistance element detection, DNA (21 gram-negative bacterial targets, 6 resistance genes, 1 pan gram-positive bacterial target, 1 pan Candida target), amplified probe technique, each target reported as detected or not detected | This is a Proprietary Laboratory Analyses (PLA) code, meaning that the code applies to only one unique lab test made by a specific manufacturer or performed by a specific lab. Report 0142U for the ePlex® BCID gram–negative panel from GenMark Diagnostics Inc., which uses an automated amplified probe technique for rapid detection of 21 gram–positive bacterial targets, 6 resistance genes, 1 pan gram–positive bacterial target, and 1 pan Candida target from positive blood cultures. Explanation The lab analyst utilizes GenMark Diagnostics’ proprietary ePlex automated cartridge system which incorporates microfluidics–based DNA hybridization to signal and capture probes and electrochemical detection to analyze blood culture specimens for 21 different species of gram–positive bacteria, a pan gram–negative and a pan Candida species, 6 resistance genes (CTX–M, IMP, KPC, NDM, OXA [OXA–23 and OXA–48], and VIM). Each target is reported as detected or not detected. Clinicians order this test for more rapid diagnosis of patients suspected to have a Gram–negative bacterial blood infection and to aid the selection of targeted antimicrobial therapy sooner than by other methods of detection. Terminology Algorithm: A specific set of step–by–step calculations using defined inputs at each step to produce a useful output; for multianalyte assays with algorithmic analyses (MAAA), the output involves some sort of diagnostic or prognostic information about treatment options or disease outcomes. Amplification: Making more copies of a desired gene for study by processes such as polymerase chain reaction (PCR) or transcription of DNA to RNA and reverse transcription from RNA to make an additional copy of the DNA. Deoxyribonucleic acid (DNA): A form of nucleic acid that consists of a sequence of specific biological chemicals (nucleotides) that carry genetic information. Electrochemical detection: Measurement of electrical current resulting from oxidative and reduction reactions of substances. Genome: The entire genetic material of an organism, which means the entire DNA sequence. Genomic sequencing procedure: A laboratory study that uses a specialized automated instrument that determines the order of nucleotides in DNA and reports the sequence as a string of letters, which the analyst compares to a reference library of normal genomes and variant gene sequences associated with certain conditions. Gram–negative bacteria: Bacteria that stain a pink color when treated with a Gram stain, these bacteria have cell walls that are two–layered and are often resistant to new antibiotics; some common gram–negative bacteria include Enterobacter, Klebsiella, Acinetobacter, Pseudomonas aeruginosa, and Escherichia coli. Gram–positive bacteria: Bacteria that stain blue or purple when treated with a Gram stain, these bacteria are more susceptible to antibiotics; some common gram–positive bacteria include Staphylococcus, Streptococcus, and Enterococcus species. Hybridization: Forming a double–stranded DNA or RNA molecule by combining two complementary single strands, usually to identify a genetic mutation. Microfluidics: A branch of science that deals with the volume of fluids. Multianalyte assays with algorithmic analyses (MAAA): A set of codes generally unique to a single clinical laboratory or manufacture; they typically list all the analytic and algorithmic analysis for a type of disease, such cancer; the type and number of analytes, such as proteins; the lab methods, such as immunoassay; the specimen type, such as blood; and the result type, such as prognostic risk score. Probe (noun): In the laboratory, a substance, such as a nucleic acid sequence (DNA or RNA) or antibody, labeled with a “marker” (such as fluorescent dye), used to detect a complementary “target” substance in the specimen. Tips Use this code only for the appropriate proprietary test; report one unit of this code for a single specimen analyzed on a single date of service. There are numerous proprietary and nonproprietary infectious disease laboratory assays and panels for the detection of different pathogens, some with similar–sounding proprietary names and/or descriptors, for example, 0140U to 0142U, 0152U, 0010U, 0086U, 0109U, and 87506. Study the documentation, descriptors, and proprietary names to be sure you are selecting the correct code. Some payers may pay separately for the collection of the specimen; check with the appropriate payer. Additional Info “U” codes are included in the CPT® code set to identify specific proprietary laboratory analyses (PLA) tests. PLA codes take precedence over the usual 80000 series codes for laboratory/pathology. Use this code only for the above–described test; do not report this test using any other CPT® code. PLA code descriptors follow existing code conventions when possible, and lab techniques used include multianalyte assays with algorithmic analyses (MAAA) and genomic sequencing procedures (GSP), among others. Read Less | Range Specific Guideline Proprietary laboratory analyses (PLA) codes describe proprietary clinical laboratory analyses and can be either provided by a single ("sole-source") laboratory or licensed or marketed to multiple providing laboratories (eg, cleared or approved by the Food and Drug Administration [FDA]). This subsection includes advanced diagnostic laboratory tests (ADLTs) and clinical diagnostic laboratory tests (CDLTs), as defined under the Protecting Access to Medicare Act (PAMA) of 2014. These analyses may include a range of medical laboratory tests including, but not limited to, multianalyte assays with algorithmic analyses (MAAA) and genomic sequencing procedures (GSP). The descriptor nomenclature follows, where possible, existing code conventions (eg, MAAA, GSP). Unless specifically noted, even though the Proprietary Laboratory Analyses section of the code set is located at the end of the Pathology and Laboratory section of the code set, a PLA code does not fulfill Category I code criteria. PLA codes are not required to fulfill the Category I criteria. The standards for inclusion in the PLA section are: The test must be commercially available in the United States for use on human specimens and The clinical laboratory or manufacturer that offers the test must request the code. For similar laboratory analyses that fulfill Category I criteria, see codes listed in the numeric 80000 series. When a PLA code is available to report a given proprietary laboratory service, that PLA code takes precedence. The service should not be reported with any other CPT® code(s) and other CPT® code(s) should not be used to report services that may be reported with that specific PLA code. These codes encompass all analytical services required for the analysis (eg, cell lysis, nucleic acid stabilization, extraction, digestion, amplification, hybridization and detection). For molecular analyses, additional procedures that are required prior to cell lysis (eg, microdissection [codes 88380 and 88381]) may be reported separately. Codes in this subsection are released on a quarterly basis to expedite dissemination for reporting. PLA codes will be published electronically on the AMA CPT® website (ama-assn.org/cpt-pla-codes), distributed via CPT® data files on a quarterly basis, and, at a minimum, made available in print annually in the CPT® codebook. See the Introduction section of the CPT® code set for a complete list of the dates of release and implementation. All codes that are included in this section are also included in Appendix O, with the procedure's proprietary name. In order to report a PLA code, the analysis performed must fulfill the code descriptor and must be the test represented by the proprietary name listed in Appendix O. In some instances, the descriptor language of PLA codes may be identical and the code may only be differentiated by the listed proprietary name in Appendix O. When more than one PLA has an identical descriptor, the codes will be denoted by the symbol "â™“." All PLA tests will have assigned codes in the PLA section of the code set. Any PLA coded test(s) that satisfies Category I criteria and has been accepted by the CPT® Editorial Panel will be designated by the addition of the symbol "^" to the existing PLA code and will remain in the PLA section of the code set. If a proprietary test has already been accepted for a Category I code and a code has not been published, subsequent application for a PLA code will take precedence. The code will only be placed in the PLA section. The accuracy of a PLA code is to be maintained by the original applicant, or the current owner of the test kit or laboratory performing the proprietary test. A new PLA code is required when: 1. Additional nucleic acid (DNA or RNA) and/or protein analysis(es) are added to the current PLA test, or 2. The name of the PLA test has changed in association with changes in test performance or test characteristics. The addition or modification of the therapeutic applications of the test require submission of a code change application, but it may not require a new code number. | 0001U-0599U | https://www.aapc.com/codes/cpt-codes/0142U | 2025-10-27T17:17:00.775147Z
0152U | Infectious disease (bacteria, fungi, parasites, and DNA viruses), microbial cell-free DNA, plasma, untargeted next-generation sequencing, report for significant positive pathogens | This is a Proprietary Laboratory Analyses (PLA) code, meaning that the code applies to only one unique lab test made by a specific manufacturer or performed by a specific lab. Report 0152U for the Karius® test from Karius, Inc., which uses next–generation sequencing (NGS) of a plasma specimen to detect and report potentially pathogenic organisms. Explanation The lab analyst isolates cell–free DNA and removes interfering human DNA from a plasma specimen. The analyst uses NGS for untargeted identification of any pathogenic organism present in the specimen by comparison to DNA signatures of over 1,300 organisms, including 750 species of bacteria and 100 DNA viruses as well as 350 molds, fungi, and parasites. The test includes a report detailing the pathogens with greater than expected levels of cell–free DNA in the blood, as well as the concentration based on the number of cell–free nucleic acid molecules per microliter of plasma for the specific organism identified. The test helps identify bacteria that cause pneumonia and tuberculosis; viruses that cause herpes; adenoviruses that cause respiratory infections, conjunctivitis, bronchitis pneumonia, and diarrhea; human bocavirus that causes the common cold, respiratory infections, and gastroenteritis; and many other pathogenic organisms that cause hard–to–diagnose as well as common diseases. Although not limited to testing for a specific condition, clinicians may order this test for critical care patients with conditions such as complicated pneumonia, immunodeficiencies, and endocarditis who may be difficult to diagnose and/or treat because the organism causing the disease is unknown or difficult to identify. Terminology Bacteria (sing. bacterium): Single–celled microorganisms visible only with a microscope, some of which cause infection; may also be referred to as bacilli (sing. bacillus). Cell–free DNA (cfDNA): Nonencapsulated DNA in the form of nucleic acid fragments that enter the bloodstream during cell death. Endocarditis: Infection of the inner lining of the heart and valves caused by bacteria, fungi, or other organisms spread through the blood stream from other sites of infection. Fungus (pl. fungi): Spore–producing organisms that can infect the skin, hair, and nails or invade the blood, lungs, or body cavities lined with mucous membranes. Genomic sequencing procedure: A laboratory study that uses a specialized automated instrument that determines the order of nucleotides in DNA and reports the sequence as a string of letters, which the analyst compares to a reference library of normal genomes and variant gene sequences associated with certain conditions. Immunodeficiency: Inability of the body's immune system to fight infection or diseases such as cancer; it may be acquired or congenital (inherited). Parasite: An organism which lives on another organism (the host); parasites benefit by deriving nutrients from the host, but do not contribute in the survival of the host organism. Plasma: The liquid portion of blood that typically suspends blood cells; plasma accounts for about 55 percent of blood volume and contains important components such as proteins, electrolytes, hormones, and coagulation factors. Virus: An infectious agent that can reproduce only inside other living cells, generally invisible even with a microscope; DNA viruses are a subcategory of virus with single– or double–stranded DNA genetic material as opposed to RNA. Tips Use this code only for the appropriate proprietary test; report one unit of this code for a single specimen analyzed on a single date of service. Some payers may pay separately for collection of the specimen; check with the appropriate payer. Additional Info “U” codes are included in the CPT® code set to identify specific proprietary laboratory analyses (PLA) tests. PLA codes take precedence over the usual 80000 series codes for laboratory/pathology. Use this code only for the above–described test; do not report this test using any other CPT® code. PLA code descriptors follow existing code conventions when possible, and lab techniques used include multianalyte assays with algorithmic analyses (MAAA) and genomic sequencing procedures (GSP), among others. Read Less | Range Specific Guideline Proprietary laboratory analyses (PLA) codes describe proprietary clinical laboratory analyses and can be either provided by a single ("sole-source") laboratory or licensed or marketed to multiple providing laboratories (eg, cleared or approved by the Food and Drug Administration [FDA]). This subsection includes advanced diagnostic laboratory tests (ADLTs) and clinical diagnostic laboratory tests (CDLTs), as defined under the Protecting Access to Medicare Act (PAMA) of 2014. These analyses may include a range of medical laboratory tests including, but not limited to, multianalyte assays with algorithmic analyses (MAAA) and genomic sequencing procedures (GSP). The descriptor nomenclature follows, where possible, existing code conventions (eg, MAAA, GSP). Unless specifically noted, even though the Proprietary Laboratory Analyses section of the code set is located at the end of the Pathology and Laboratory section of the code set, a PLA code does not fulfill Category I code criteria. PLA codes are not required to fulfill the Category I criteria. The standards for inclusion in the PLA section are: The test must be commercially available in the United States for use on human specimens and The clinical laboratory or manufacturer that offers the test must request the code. For similar laboratory analyses that fulfill Category I criteria, see codes listed in the numeric 80000 series. When a PLA code is available to report a given proprietary laboratory service, that PLA code takes precedence. The service should not be reported with any other CPT® code(s) and other CPT® code(s) should not be used to report services that may be reported with that specific PLA code. These codes encompass all analytical services required for the analysis (eg, cell lysis, nucleic acid stabilization, extraction, digestion, amplification, hybridization and detection). For molecular analyses, additional procedures that are required prior to cell lysis (eg, microdissection [codes 88380 and 88381]) may be reported separately. Codes in this subsection are released on a quarterly basis to expedite dissemination for reporting. PLA codes will be published electronically on the AMA CPT® website (ama-assn.org/cpt-pla-codes), distributed via CPT® data files on a quarterly basis, and, at a minimum, made available in print annually in the CPT® codebook. See the Introduction section of the CPT® code set for a complete list of the dates of release and implementation. All codes that are included in this section are also included in Appendix O, with the procedure's proprietary name. In order to report a PLA code, the analysis performed must fulfill the code descriptor and must be the test represented by the proprietary name listed in Appendix O. In some instances, the descriptor language of PLA codes may be identical and the code may only be differentiated by the listed proprietary name in Appendix O. When more than one PLA has an identical descriptor, the codes will be denoted by the symbol "â™“." All PLA tests will have assigned codes in the PLA section of the code set. Any PLA coded test(s) that satisfies Category I criteria and has been accepted by the CPT® Editorial Panel will be designated by the addition of the symbol "^" to the existing PLA code and will remain in the PLA section of the code set. If a proprietary test has already been accepted for a Category I code and a code has not been published, subsequent application for a PLA code will take precedence. The code will only be placed in the PLA section. The accuracy of a PLA code is to be maintained by the original applicant, or the current owner of the test kit or laboratory performing the proprietary test. A new PLA code is required when: 1. Additional nucleic acid (DNA or RNA) and/or protein analysis(es) are added to the current PLA test, or 2. The name of the PLA test has changed in association with changes in test performance or test characteristics. The addition or modification of the therapeutic applications of the test require submission of a code change application, but it may not require a new code number. | 0001U-0599U | https://www.aapc.com/codes/cpt-codes/0152U | 2025-10-27T17:17:19.207905Z
0153U | Oncology (breast), mRNA, gene expression profiling by next-generation sequencing of 101 genes, utilizing formalin-fixed paraffin-embedded tissue, algorithm reported as a triple negative breast cancer clinical subtype(s) with information on immune cell involvement | This is a Proprietary Laboratory Analyses (PLA) code, meaning that the code applies to only one unique lab test made by a specific manufacturer or performed by a specific lab. Report 0153U for the Insight TNBCtype™ from Insight Molecular Labs, which uses gene expression profiling by next–generation sequencing to analyze 101 genes and algorithmic analysis reported as triple–negative breast cancer. Explanation The lab analyst performs a lab tests to profile 101 genes using formalin–fixed paraffin–embedded tissue from a breast tumor. The lab analyst uses a method called a microarray, or gene “chip,” which has DNA spots on a solid surface that will join (hybridize) with the specimen mRNA, providing a profile of gene expression in the tissue sample. The lab analyst inputs these test results, along with specific patient data, into a computer program to analyze the data using a specific algorithm to generate a report on five triple–negative breast cancer molecular subtypes (BL1, BL2, LAR, MSL and M) along with complementary immune cell involvement. Triple–negative breast cancer (TNBC) means that the tumor cells have tested negative for estrogen, progesterone, and the HER–2/neu gene, the three most common receptors that fuel breast cancer, which means that hormone therapies will not be effective. Results of this test thus allow the clinician to tailor chemotherapy to the patient. This test may also be used in clinical trials and by drug manufacturers to develop targeted chemotherapies. Terminology Algorithm: A specific set of step–by–step calculations using defined inputs at each step to produce a useful output; for multianalyte assays with algorithmic analyses (MAAA), the output involves some sort of diagnostic or prognostic information about treatment options or disease outcomes. Genome: The entire genetic material of an organism, which means the entire DNA sequence. Genomic sequencing procedure: A laboratory study that uses a specialized automated instrument that determines the order of nucleotides in DNA and reports the sequence as a string of letters, which the analyst compares to a reference library of normal genomes and variant gene sequences associated with certain conditions. Multianalyte assays with algorithmic analyses (MAAA): A set of codes generally unique to a single clinical laboratory or manufacture; they typically list all the analytic and algorithmic analysis for a type of disease, such a cancer; the type and number of analytes, such as proteins; the lab methods, such as immunoassay; the specimen type, such as blood; and the result type, such as prognostic risk score. Tips Use this code only for the appropriate proprietary test; report one unit of this code for a single specimen analyzed on a single date of service. Some payers may pay separately for collection of the specimen; check with the appropriate payer. Additional Info “U” codes are included in the CPT® code set to identify specific proprietary laboratory analyses (PLA) tests. PLA codes take precedence over the usual 80000 series codes for laboratory/pathology. Use this code only for the above–described test; do not report this test using any other CPT® code. PLA code descriptors follow existing code conventions when possible, and lab techniques used include multianalyte assays with algorithmic analyses (MAAA) and genomic sequencing procedures (GSP), among others. Read Less | Range Specific Guideline Proprietary laboratory analyses (PLA) codes describe proprietary clinical laboratory analyses and can be either provided by a single ("sole-source") laboratory or licensed or marketed to multiple providing laboratories (eg, cleared or approved by the Food and Drug Administration [FDA]). This subsection includes advanced diagnostic laboratory tests (ADLTs) and clinical diagnostic laboratory tests (CDLTs), as defined under the Protecting Access to Medicare Act (PAMA) of 2014. These analyses may include a range of medical laboratory tests including, but not limited to, multianalyte assays with algorithmic analyses (MAAA) and genomic sequencing procedures (GSP). The descriptor nomenclature follows, where possible, existing code conventions (eg, MAAA, GSP). Unless specifically noted, even though the Proprietary Laboratory Analyses section of the code set is located at the end of the Pathology and Laboratory section of the code set, a PLA code does not fulfill Category I code criteria. PLA codes are not required to fulfill the Category I criteria. The standards for inclusion in the PLA section are: The test must be commercially available in the United States for use on human specimens and The clinical laboratory or manufacturer that offers the test must request the code. For similar laboratory analyses that fulfill Category I criteria, see codes listed in the numeric 80000 series. When a PLA code is available to report a given proprietary laboratory service, that PLA code takes precedence. The service should not be reported with any other CPT® code(s) and other CPT® code(s) should not be used to report services that may be reported with that specific PLA code. These codes encompass all analytical services required for the analysis (eg, cell lysis, nucleic acid stabilization, extraction, digestion, amplification, hybridization and detection). For molecular analyses, additional procedures that are required prior to cell lysis (eg, microdissection [codes 88380 and 88381]) may be reported separately. Codes in this subsection are released on a quarterly basis to expedite dissemination for reporting. PLA codes will be published electronically on the AMA CPT® website (ama-assn.org/cpt-pla-codes), distributed via CPT® data files on a quarterly basis, and, at a minimum, made available in print annually in the CPT® codebook. See the Introduction section of the CPT® code set for a complete list of the dates of release and implementation. All codes that are included in this section are also included in Appendix O, with the procedure's proprietary name. In order to report a PLA code, the analysis performed must fulfill the code descriptor and must be the test represented by the proprietary name listed in Appendix O. In some instances, the descriptor language of PLA codes may be identical and the code may only be differentiated by the listed proprietary name in Appendix O. When more than one PLA has an identical descriptor, the codes will be denoted by the symbol "â™“." All PLA tests will have assigned codes in the PLA section of the code set. Any PLA coded test(s) that satisfies Category I criteria and has been accepted by the CPT® Editorial Panel will be designated by the addition of the symbol "^" to the existing PLA code and will remain in the PLA section of the code set. If a proprietary test has already been accepted for a Category I code and a code has not been published, subsequent application for a PLA code will take precedence. The code will only be placed in the PLA section. The accuracy of a PLA code is to be maintained by the original applicant, or the current owner of the test kit or laboratory performing the proprietary test. A new PLA code is required when: 1. Additional nucleic acid (DNA or RNA) and/or protein analysis(es) are added to the current PLA test, or 2. The name of the PLA test has changed in association with changes in test performance or test characteristics. The addition or modification of the therapeutic applications of the test require submission of a code change application, but it may not require a new code number. | 0001U-0599U | https://www.aapc.com/codes/cpt-codes/0153U | 2025-10-27T17:17:37.433317Z
0154U | Oncology (urothelial cancer), RNA, analysis by real-time RT-PCR of the FGFR3 (fibroblast growth factor receptor 3) gene analysis (ie, p.R248C [c.742C>T], p.S249C [c.746C>G], p.G370C [c.1108G>T], p.Y373C [c.1118A>G], FGFR3-TACC3v1, and FGFR3-TACC3v3), utilizing formalin-fixed paraffin-embedded urothelial cancer tumor tissue, reported as FGFR gene alteration status | This is a Proprietary Laboratory Analyses (PLA) code, meaning that the code applies to only one unique lab test made by a specific manufacturer or performed by a specific lab. Report 0154U for the therascreen® FGFR RGQ RT–PCR Kit from QIAGEN, which employs real–time, reverse transcription PCR (real–time RT–PCR) to detect abnormalities in the fibroblast growth factor receptor 3 (FGFR3) gene known to be present in urothelial cancer. Explanation The kit contains equipment for manual sample preparation, which is followed by reverse transcription and then automated amplification and detection using the proprietary Rotor–Gene Q MDx (US) instrument. RNA samples are derived from formalin–fixed paraffin–embedded tumor tissue obtained from the urothelial lining of the urinary tract. The test detects two point mutations (ie, p.R248C [c.742C>T], p.S249C [c.746C>G]) in exon 7, two point mutations (p.G370C [c.1108G>T], p.Y373C [c.1118A>G]) in exon 10, and two fusions (FGFR3–TACC3v1, and FGFR3–TACC3v3) in the FGFR3 gene. The test report indicates the gene alteration status for these mutations, which have been found in a subset of patients with urothelial cancer. Clinicians order this test for patients with urothelial cancer to determine if they are candidates for Balversa™ (erdafitinib), which has been shown to be effective in urothelial cancer exhibiting these specific FGFR3 gene mutations. Urothelial cancer is cancer that begins in the transitional cells lining the urethra, bladder, ureters, and renal pelvis. Terminology Amplification: Making more copies of a desired gene for study by processes such as polymerase chain reaction (PCR) or transcription of DNA to RNA and reverse transcription from RNA to make an additional copy of the DNA. Gene: Specific nucleic acid sequence associated with a unique function in the body such as production of a specific protein. Genomic sequencing procedure: A laboratory study that uses a specialized automated instrument that determines the order of nucleotides in DNA and reports the sequence as a string of letters, which the analyst compares to a reference library of normal genomes and variant gene sequences associated with certain conditions. Multianalyte assays with algorithmic analyses (MAAA): A set of codes generally unique to a single clinical laboratory or manufacture; they typically list all the analytic and algorithmic analysis for a type of disease, such a cancer; the type and number of analytes, such as proteins; the lab methods, such as immunoassay; the specimen type, such as blood; and the result type, such as prognostic risk score. Mutation: An alteration in a deoxyribonucleic acid (DNA) sequence that may lead to pathologic changes in the organism. Polymerase chain reaction (PCR): A rapid technique for making more copies (amplifying) of a DNA or RNA sequence used in the laboratory. Tips Use this code only for the appropriate proprietary test; report one unit of this code for a single specimen analyzed on a single date of service. The provider processing the FFPE specimen prior to cell lysis may separately report prep work, when documented. Additional Info “U” codes are included in the CPT® code set to identify specific proprietary laboratory analyses (PLA) tests. PLA codes take precedence over the usual 80000 series codes for laboratory/pathology. Use this code only for the above–described test; do not report this test using any other CPT® code. PLA code descriptors follow existing code conventions when possible, and lab techniques used include multianalyte assays with algorithmic analyses (MAAA) and genomic sequencing procedures (GSP), among others. Read Less | Range Specific Guideline Proprietary laboratory analyses (PLA) codes describe proprietary clinical laboratory analyses and can be either provided by a single ("sole-source") laboratory or licensed or marketed to multiple providing laboratories (eg, cleared or approved by the Food and Drug Administration [FDA]). This subsection includes advanced diagnostic laboratory tests (ADLTs) and clinical diagnostic laboratory tests (CDLTs), as defined under the Protecting Access to Medicare Act (PAMA) of 2014. These analyses may include a range of medical laboratory tests including, but not limited to, multianalyte assays with algorithmic analyses (MAAA) and genomic sequencing procedures (GSP). The descriptor nomenclature follows, where possible, existing code conventions (eg, MAAA, GSP). Unless specifically noted, even though the Proprietary Laboratory Analyses section of the code set is located at the end of the Pathology and Laboratory section of the code set, a PLA code does not fulfill Category I code criteria. PLA codes are not required to fulfill the Category I criteria. The standards for inclusion in the PLA section are: The test must be commercially available in the United States for use on human specimens and The clinical laboratory or manufacturer that offers the test must request the code. For similar laboratory analyses that fulfill Category I criteria, see codes listed in the numeric 80000 series. When a PLA code is available to report a given proprietary laboratory service, that PLA code takes precedence. The service should not be reported with any other CPT® code(s) and other CPT® code(s) should not be used to report services that may be reported with that specific PLA code. These codes encompass all analytical services required for the analysis (eg, cell lysis, nucleic acid stabilization, extraction, digestion, amplification, hybridization and detection). For molecular analyses, additional procedures that are required prior to cell lysis (eg, microdissection [codes 88380 and 88381]) may be reported separately. Codes in this subsection are released on a quarterly basis to expedite dissemination for reporting. PLA codes will be published electronically on the AMA CPT® website (ama-assn.org/cpt-pla-codes), distributed via CPT® data files on a quarterly basis, and, at a minimum, made available in print annually in the CPT® codebook. See the Introduction section of the CPT® code set for a complete list of the dates of release and implementation. All codes that are included in this section are also included in Appendix O, with the procedure's proprietary name. In order to report a PLA code, the analysis performed must fulfill the code descriptor and must be the test represented by the proprietary name listed in Appendix O. In some instances, the descriptor language of PLA codes may be identical and the code may only be differentiated by the listed proprietary name in Appendix O. When more than one PLA has an identical descriptor, the codes will be denoted by the symbol "â™“." All PLA tests will have assigned codes in the PLA section of the code set. Any PLA coded test(s) that satisfies Category I criteria and has been accepted by the CPT® Editorial Panel will be designated by the addition of the symbol "^" to the existing PLA code and will remain in the PLA section of the code set. If a proprietary test has already been accepted for a Category I code and a code has not been published, subsequent application for a PLA code will take precedence. The code will only be placed in the PLA section. The accuracy of a PLA code is to be maintained by the original applicant, or the current owner of the test kit or laboratory performing the proprietary test. A new PLA code is required when: 1. Additional nucleic acid (DNA or RNA) and/or protein analysis(es) are added to the current PLA test, or 2. The name of the PLA test has changed in association with changes in test performance or test characteristics. The addition or modification of the therapeutic applications of the test require submission of a code change application, but it may not require a new code number. | 0001U-0599U | https://www.aapc.com/codes/cpt-codes/0154U | 2025-10-27T17:17:55.270392Z
0155U | Oncology (breast cancer), DNA, PIK3CA (phosphatidylinositol-4,5-bisphosphate 3-kinase, catalytic subunit alpha) (eg, breast cancer) gene analysis (ie, p.C420R, p.E542K, p.E545A, p.E545D [g.1635G>T only], p.E545G, p.E545K, p.Q546E, p.Q546R, p.H1047L, p.H1047R, p.H1047Y), utilizing formalin-fixed paraffin-embedded breast tumor tissue, reported as PIK3CA gene mutation status | This is a Proprietary Laboratory Analyses (PLA) code, meaning that the code applies to only one unique lab test made by a specific manufacturer or performed by a specific lab. Report 0155U for the therascreen® PIK3CA RGQ PCR Kit from QIAGEN, which is a real–time quantitative PCR test for the detection of 11 mutations in the phosphatidylinositol 3–kinase catalytic subunit alpha (PIK3CA) gene in breast tumor tissue. Explanation The lab analyst extracts DNA from formalin–fixed paraffin–embedded (FFPE) breast tumor tissue using the QIAamp® DSP DNA FFPE Tissue Kit, then analyzes the DNA sequences of the PIK3CA (phosphatidylinositol–4,5–bisphosphate 3–kinase, catalytic subunit alpha) (eg, breast cancer) gene using real–time quantitative polymerase chain reaction (PCR). The test evaluates the specimen for mutations p.C420R on exon 7; p.E542K, p.E545A, p.E545D [g.1635G>T only] on exon 9; and p.E545G, p.E545K, p.Q546E, p.Q546R, p.H1047L, p.H1047R, p.H1047Y on exon 20. The test report indicates the gene mutation status. Clinicians order this test for patients with advanced breast cancer to determine whether they are candidates for Piqray® (alpelisib), a drug used to treat patients with hormone receptor (HR)–positive, human epidermal growth factor receptor 2 (HER2)–negative, PIK3CA–mutated, advanced or metastatic breast cancer. Terminology Amplification: Making more copies of a desired gene for study by processes such as polymerase chain reaction (PCR) or transcription of DNA to RNA and reverse transcription from RNA to make an additional copy of the DNA. Gene: Specific nucleic acid sequence associated with a unique function in the body such as production of a specific protein. Genomic sequencing procedure: A laboratory study that uses a specialized automated instrument that determines the order of nucleotides in DNA and reports the sequence as a string of letters, which the analyst compares to a reference library of normal genomes and variant gene sequences associated with certain conditions. Multianalyte assays with algorithmic analyses (MAAA): A set of codes generally unique to a single clinical laboratory or manufacture; they typically list all the analytic and algorithmic analysis for a type of disease, such a cancer; the type and number of analytes, such as proteins; the lab methods, such as immunoassay; the specimen type, such as blood; and the result type, such as prognostic risk score. Mutation: An alteration in a deoxyribonucleic acid (DNA) sequence that may lead to pathologic changes in the organism. Polymerase chain reaction (PCR): A rapid technique for making more copies (amplifying) of a DNA or RNA sequence used in the laboratory. Tips Use this code only for the appropriate proprietary test; report one unit of this code for a single specimen analyzed on a single date of service. The provider processing the FFPE specimen prior to cell lysis may separately report prep work, when documented. Additional Info “U” codes are included in the CPT® code set to identify specific proprietary laboratory analyses (PLA) tests. PLA codes take precedence over the usual 80000 series codes for laboratory/pathology. Use this code only for the above–described test; do not report this test using any other CPT® code. PLA code descriptors follow existing code conventions when possible, and lab techniques used include multianalyte assays with algorithmic analyses (MAAA) and genomic sequencing procedures (GSP), among others. Read Less | Range Specific Guideline Proprietary laboratory analyses (PLA) codes describe proprietary clinical laboratory analyses and can be either provided by a single ("sole-source") laboratory or licensed or marketed to multiple providing laboratories (eg, cleared or approved by the Food and Drug Administration [FDA]). This subsection includes advanced diagnostic laboratory tests (ADLTs) and clinical diagnostic laboratory tests (CDLTs), as defined under the Protecting Access to Medicare Act (PAMA) of 2014. These analyses may include a range of medical laboratory tests including, but not limited to, multianalyte assays with algorithmic analyses (MAAA) and genomic sequencing procedures (GSP). The descriptor nomenclature follows, where possible, existing code conventions (eg, MAAA, GSP). Unless specifically noted, even though the Proprietary Laboratory Analyses section of the code set is located at the end of the Pathology and Laboratory section of the code set, a PLA code does not fulfill Category I code criteria. PLA codes are not required to fulfill the Category I criteria. The standards for inclusion in the PLA section are: The test must be commercially available in the United States for use on human specimens and The clinical laboratory or manufacturer that offers the test must request the code. For similar laboratory analyses that fulfill Category I criteria, see codes listed in the numeric 80000 series. When a PLA code is available to report a given proprietary laboratory service, that PLA code takes precedence. The service should not be reported with any other CPT® code(s) and other CPT® code(s) should not be used to report services that may be reported with that specific PLA code. These codes encompass all analytical services required for the analysis (eg, cell lysis, nucleic acid stabilization, extraction, digestion, amplification, hybridization and detection). For molecular analyses, additional procedures that are required prior to cell lysis (eg, microdissection [codes 88380 and 88381]) may be reported separately. Codes in this subsection are released on a quarterly basis to expedite dissemination for reporting. PLA codes will be published electronically on the AMA CPT® website (ama-assn.org/cpt-pla-codes), distributed via CPT® data files on a quarterly basis, and, at a minimum, made available in print annually in the CPT® codebook. See the Introduction section of the CPT® code set for a complete list of the dates of release and implementation. All codes that are included in this section are also included in Appendix O, with the procedure's proprietary name. In order to report a PLA code, the analysis performed must fulfill the code descriptor and must be the test represented by the proprietary name listed in Appendix O. In some instances, the descriptor language of PLA codes may be identical and the code may only be differentiated by the listed proprietary name in Appendix O. When more than one PLA has an identical descriptor, the codes will be denoted by the symbol "â™“." All PLA tests will have assigned codes in the PLA section of the code set. Any PLA coded test(s) that satisfies Category I criteria and has been accepted by the CPT® Editorial Panel will be designated by the addition of the symbol "^" to the existing PLA code and will remain in the PLA section of the code set. If a proprietary test has already been accepted for a Category I code and a code has not been published, subsequent application for a PLA code will take precedence. The code will only be placed in the PLA section. The accuracy of a PLA code is to be maintained by the original applicant, or the current owner of the test kit or laboratory performing the proprietary test. A new PLA code is required when: 1. Additional nucleic acid (DNA or RNA) and/or protein analysis(es) are added to the current PLA test, or 2. The name of the PLA test has changed in association with changes in test performance or test characteristics. The addition or modification of the therapeutic applications of the test require submission of a code change application, but it may not require a new code number. | 0001U-0599U | https://www.aapc.com/codes/cpt-codes/0155U | 2025-10-27T17:18:13.219027Z
0156U | Copy number (eg, intellectual disability, dysmorphology), sequence analysis | This is a Proprietary Laboratory Analyses (PLA) code, meaning that the code applies to only one unique lab test made by a specific manufacturer or performed by a specific lab. Report 0156U for the SMASH™ test from New York Genome Center, Marvel Genomics™, which uses copy number sequence analysis to detect genetic variations associated with physical and mental developmental disorders. Explanation The lab analyst prepares genomic DNA from intact chromosomes in of whole blood or saliva. The genomic DNA is broken up (SMASHed) into smaller fragments, purified, and then combined randomly into larger molecules using next–generation sequencing technology and proprietary software, and the sequences are analyzed and mapped. Copy number variants are reported. Clinicians order this test to assess patients with intellectual disabilities and congenital structural malformations or anomalies (dysmorphology). Terminology Algorithm: A specific set of step–by–step calculations using defined inputs at each step to produce a useful output; for multianalyte assays with algorithmic analyses (MAAA), the output involves some sort of diagnostic or prognostic information about treatment options or disease outcomes. Genome: The entire genetic material of an organism, which means the entire DNA sequence. Genomic sequencing procedure: A laboratory study that uses a specialized automated instrument that determines the order of nucleotides in DNA and reports the sequence as a string of letters, which the analyst compares to a reference library of normal genomes and variant gene sequences associated with certain conditions. Multianalyte assays with algorithmic analyses (MAAA): A set of codes generally unique to a single clinical laboratory or manufacture; they typically list all the analytic and algorithmic analysis for a type of disease, such a cancer; the type and number of analytes, such as proteins; the lab methods, such as immunoassay; the specimen type, such as blood; and the result type, such as prognostic risk score. Tips Use this code only for the appropriate proprietary test; report one unit of this code for a single specimen analyzed on a single date of service. Some payers may pay separately for collection of the specimen; check with the appropriate payer. Additional Info “U” codes are included in the CPT® code set to identify specific proprietary laboratory analyses (PLA) tests. PLA codes take precedence over the usual 80000 series codes for laboratory/pathology. Use this code only for the above–described test; do not report this test using any other CPT® code. PLA code descriptors follow existing code conventions when possible, and lab techniques used include multianalyte assays with algorithmic analyses (MAAA) and genomic sequencing procedures (GSP), among others. Read Less | Range Specific Guideline Proprietary laboratory analyses (PLA) codes describe proprietary clinical laboratory analyses and can be either provided by a single ("sole-source") laboratory or licensed or marketed to multiple providing laboratories (eg, cleared or approved by the Food and Drug Administration [FDA]). This subsection includes advanced diagnostic laboratory tests (ADLTs) and clinical diagnostic laboratory tests (CDLTs), as defined under the Protecting Access to Medicare Act (PAMA) of 2014. These analyses may include a range of medical laboratory tests including, but not limited to, multianalyte assays with algorithmic analyses (MAAA) and genomic sequencing procedures (GSP). The descriptor nomenclature follows, where possible, existing code conventions (eg, MAAA, GSP). Unless specifically noted, even though the Proprietary Laboratory Analyses section of the code set is located at the end of the Pathology and Laboratory section of the code set, a PLA code does not fulfill Category I code criteria. PLA codes are not required to fulfill the Category I criteria. The standards for inclusion in the PLA section are: The test must be commercially available in the United States for use on human specimens and The clinical laboratory or manufacturer that offers the test must request the code. For similar laboratory analyses that fulfill Category I criteria, see codes listed in the numeric 80000 series. When a PLA code is available to report a given proprietary laboratory service, that PLA code takes precedence. The service should not be reported with any other CPT® code(s) and other CPT® code(s) should not be used to report services that may be reported with that specific PLA code. These codes encompass all analytical services required for the analysis (eg, cell lysis, nucleic acid stabilization, extraction, digestion, amplification, hybridization and detection). For molecular analyses, additional procedures that are required prior to cell lysis (eg, microdissection [codes 88380 and 88381]) may be reported separately. Codes in this subsection are released on a quarterly basis to expedite dissemination for reporting. PLA codes will be published electronically on the AMA CPT® website (ama-assn.org/cpt-pla-codes), distributed via CPT® data files on a quarterly basis, and, at a minimum, made available in print annually in the CPT® codebook. See the Introduction section of the CPT® code set for a complete list of the dates of release and implementation. All codes that are included in this section are also included in Appendix O, with the procedure's proprietary name. In order to report a PLA code, the analysis performed must fulfill the code descriptor and must be the test represented by the proprietary name listed in Appendix O. In some instances, the descriptor language of PLA codes may be identical and the code may only be differentiated by the listed proprietary name in Appendix O. When more than one PLA has an identical descriptor, the codes will be denoted by the symbol "â™“." All PLA tests will have assigned codes in the PLA section of the code set. Any PLA coded test(s) that satisfies Category I criteria and has been accepted by the CPT® Editorial Panel will be designated by the addition of the symbol "^" to the existing PLA code and will remain in the PLA section of the code set. If a proprietary test has already been accepted for a Category I code and a code has not been published, subsequent application for a PLA code will take precedence. The code will only be placed in the PLA section. The accuracy of a PLA code is to be maintained by the original applicant, or the current owner of the test kit or laboratory performing the proprietary test. A new PLA code is required when: 1. Additional nucleic acid (DNA or RNA) and/or protein analysis(es) are added to the current PLA test, or 2. The name of the PLA test has changed in association with changes in test performance or test characteristics. The addition or modification of the therapeutic applications of the test require submission of a code change application, but it may not require a new code number. | 0001U-0599U | https://www.aapc.com/codes/cpt-codes/0156U | 2025-10-27T17:18:30.386435Z
0157U | APC (APC regulator of WNT signaling pathway) (eg, familial adenomatosis polyposis [FAP]) mRNA sequence analysis (List separately in addition to code for primary procedure) Notes: (Use 0157U in conjunction with 81201) | Lay Term | Range Specific Guideline Proprietary laboratory analyses (PLA) codes describe proprietary clinical laboratory analyses and can be either provided by a single ("sole-source") laboratory or licensed or marketed to multiple providing laboratories (eg, cleared or approved by the Food and Drug Administration [FDA]). This subsection includes advanced diagnostic laboratory tests (ADLTs) and clinical diagnostic laboratory tests (CDLTs), as defined under the Protecting Access to Medicare Act (PAMA) of 2014. These analyses may include a range of medical laboratory tests including, but not limited to, multianalyte assays with algorithmic analyses (MAAA) and genomic sequencing procedures (GSP). The descriptor nomenclature follows, where possible, existing code conventions (eg, MAAA, GSP). Unless specifically noted, even though the Proprietary Laboratory Analyses section of the code set is located at the end of the Pathology and Laboratory section of the code set, a PLA code does not fulfill Category I code criteria. PLA codes are not required to fulfill the Category I criteria. The standards for inclusion in the PLA section are: The test must be commercially available in the United States for use on human specimens and The clinical laboratory or manufacturer that offers the test must request the code. For similar laboratory analyses that fulfill Category I criteria, see codes listed in the numeric 80000 series. When a PLA code is available to report a given proprietary laboratory service, that PLA code takes precedence. The service should not be reported with any other CPT® code(s) and other CPT® code(s) should not be used to report services that may be reported with that specific PLA code. These codes encompass all analytical services required for the analysis (eg, cell lysis, nucleic acid stabilization, extraction, digestion, amplification, hybridization and detection). For molecular analyses, additional procedures that are required prior to cell lysis (eg, microdissection [codes 88380 and 88381]) may be reported separately. Codes in this subsection are released on a quarterly basis to expedite dissemination for reporting. PLA codes will be published electronically on the AMA CPT® website (ama-assn.org/cpt-pla-codes), distributed via CPT® data files on a quarterly basis, and, at a minimum, made available in print annually in the CPT® codebook. See the Introduction section of the CPT® code set for a complete list of the dates of release and implementation. All codes that are included in this section are also included in Appendix O, with the procedure's proprietary name. In order to report a PLA code, the analysis performed must fulfill the code descriptor and must be the test represented by the proprietary name listed in Appendix O. In some instances, the descriptor language of PLA codes may be identical and the code may only be differentiated by the listed proprietary name in Appendix O. When more than one PLA has an identical descriptor, the codes will be denoted by the symbol "â™“." All PLA tests will have assigned codes in the PLA section of the code set. Any PLA coded test(s) that satisfies Category I criteria and has been accepted by the CPT® Editorial Panel will be designated by the addition of the symbol "^" to the existing PLA code and will remain in the PLA section of the code set. If a proprietary test has already been accepted for a Category I code and a code has not been published, subsequent application for a PLA code will take precedence. The code will only be placed in the PLA section. The accuracy of a PLA code is to be maintained by the original applicant, or the current owner of the test kit or laboratory performing the proprietary test. A new PLA code is required when: 1. Additional nucleic acid (DNA or RNA) and/or protein analysis(es) are added to the current PLA test, or 2. The name of the PLA test has changed in association with changes in test performance or test characteristics. The addition or modification of the therapeutic applications of the test require submission of a code change application, but it may not require a new code number. | 0001U-0599U | https://www.aapc.com/codes/cpt-codes/0157U | 2025-10-27T17:19:01.460019Z
0158U | MLH1 (mutL homolog 1) (eg, hereditary non-polyposis colorectal cancer, Lynch syndrome) mRNA sequence analysis (List separately in addition to code for primary procedure) Notes: (Use 0158U in conjunction with 81292) | Lay Term | Range Specific Guideline Proprietary laboratory analyses (PLA) codes describe proprietary clinical laboratory analyses and can be either provided by a single ("sole-source") laboratory or licensed or marketed to multiple providing laboratories (eg, cleared or approved by the Food and Drug Administration [FDA]). This subsection includes advanced diagnostic laboratory tests (ADLTs) and clinical diagnostic laboratory tests (CDLTs), as defined under the Protecting Access to Medicare Act (PAMA) of 2014. These analyses may include a range of medical laboratory tests including, but not limited to, multianalyte assays with algorithmic analyses (MAAA) and genomic sequencing procedures (GSP). The descriptor nomenclature follows, where possible, existing code conventions (eg, MAAA, GSP). Unless specifically noted, even though the Proprietary Laboratory Analyses section of the code set is located at the end of the Pathology and Laboratory section of the code set, a PLA code does not fulfill Category I code criteria. PLA codes are not required to fulfill the Category I criteria. The standards for inclusion in the PLA section are: The test must be commercially available in the United States for use on human specimens and The clinical laboratory or manufacturer that offers the test must request the code. For similar laboratory analyses that fulfill Category I criteria, see codes listed in the numeric 80000 series. When a PLA code is available to report a given proprietary laboratory service, that PLA code takes precedence. The service should not be reported with any other CPT® code(s) and other CPT® code(s) should not be used to report services that may be reported with that specific PLA code. These codes encompass all analytical services required for the analysis (eg, cell lysis, nucleic acid stabilization, extraction, digestion, amplification, hybridization and detection). For molecular analyses, additional procedures that are required prior to cell lysis (eg, microdissection [codes 88380 and 88381]) may be reported separately. Codes in this subsection are released on a quarterly basis to expedite dissemination for reporting. PLA codes will be published electronically on the AMA CPT® website (ama-assn.org/cpt-pla-codes), distributed via CPT® data files on a quarterly basis, and, at a minimum, made available in print annually in the CPT® codebook. See the Introduction section of the CPT® code set for a complete list of the dates of release and implementation. All codes that are included in this section are also included in Appendix O, with the procedure's proprietary name. In order to report a PLA code, the analysis performed must fulfill the code descriptor and must be the test represented by the proprietary name listed in Appendix O. In some instances, the descriptor language of PLA codes may be identical and the code may only be differentiated by the listed proprietary name in Appendix O. When more than one PLA has an identical descriptor, the codes will be denoted by the symbol "â™“." All PLA tests will have assigned codes in the PLA section of the code set. Any PLA coded test(s) that satisfies Category I criteria and has been accepted by the CPT® Editorial Panel will be designated by the addition of the symbol "^" to the existing PLA code and will remain in the PLA section of the code set. If a proprietary test has already been accepted for a Category I code and a code has not been published, subsequent application for a PLA code will take precedence. The code will only be placed in the PLA section. The accuracy of a PLA code is to be maintained by the original applicant, or the current owner of the test kit or laboratory performing the proprietary test. A new PLA code is required when: 1. Additional nucleic acid (DNA or RNA) and/or protein analysis(es) are added to the current PLA test, or 2. The name of the PLA test has changed in association with changes in test performance or test characteristics. The addition or modification of the therapeutic applications of the test require submission of a code change application, but it may not require a new code number. | 0001U-0599U | https://www.aapc.com/codes/cpt-codes/0158U | 2025-10-27T17:19:31.029028Z
0159U | MSH2 (mutS homolog 2) (eg, hereditary colon cancer, Lynch syndrome) mRNA sequence analysis (List separately in addition to code for primary procedure) Notes: (Use 0159U in conjunction with 81295) | Lay Term | Range Specific Guideline Proprietary laboratory analyses (PLA) codes describe proprietary clinical laboratory analyses and can be either provided by a single ("sole-source") laboratory or licensed or marketed to multiple providing laboratories (eg, cleared or approved by the Food and Drug Administration [FDA]). This subsection includes advanced diagnostic laboratory tests (ADLTs) and clinical diagnostic laboratory tests (CDLTs), as defined under the Protecting Access to Medicare Act (PAMA) of 2014. These analyses may include a range of medical laboratory tests including, but not limited to, multianalyte assays with algorithmic analyses (MAAA) and genomic sequencing procedures (GSP). The descriptor nomenclature follows, where possible, existing code conventions (eg, MAAA, GSP). Unless specifically noted, even though the Proprietary Laboratory Analyses section of the code set is located at the end of the Pathology and Laboratory section of the code set, a PLA code does not fulfill Category I code criteria. PLA codes are not required to fulfill the Category I criteria. The standards for inclusion in the PLA section are: The test must be commercially available in the United States for use on human specimens and The clinical laboratory or manufacturer that offers the test must request the code. For similar laboratory analyses that fulfill Category I criteria, see codes listed in the numeric 80000 series. When a PLA code is available to report a given proprietary laboratory service, that PLA code takes precedence. The service should not be reported with any other CPT® code(s) and other CPT® code(s) should not be used to report services that may be reported with that specific PLA code. These codes encompass all analytical services required for the analysis (eg, cell lysis, nucleic acid stabilization, extraction, digestion, amplification, hybridization and detection). For molecular analyses, additional procedures that are required prior to cell lysis (eg, microdissection [codes 88380 and 88381]) may be reported separately. Codes in this subsection are released on a quarterly basis to expedite dissemination for reporting. PLA codes will be published electronically on the AMA CPT® website (ama-assn.org/cpt-pla-codes), distributed via CPT® data files on a quarterly basis, and, at a minimum, made available in print annually in the CPT® codebook. See the Introduction section of the CPT® code set for a complete list of the dates of release and implementation. All codes that are included in this section are also included in Appendix O, with the procedure's proprietary name. In order to report a PLA code, the analysis performed must fulfill the code descriptor and must be the test represented by the proprietary name listed in Appendix O. In some instances, the descriptor language of PLA codes may be identical and the code may only be differentiated by the listed proprietary name in Appendix O. When more than one PLA has an identical descriptor, the codes will be denoted by the symbol "â™“." All PLA tests will have assigned codes in the PLA section of the code set. Any PLA coded test(s) that satisfies Category I criteria and has been accepted by the CPT® Editorial Panel will be designated by the addition of the symbol "^" to the existing PLA code and will remain in the PLA section of the code set. If a proprietary test has already been accepted for a Category I code and a code has not been published, subsequent application for a PLA code will take precedence. The code will only be placed in the PLA section. The accuracy of a PLA code is to be maintained by the original applicant, or the current owner of the test kit or laboratory performing the proprietary test. A new PLA code is required when: 1. Additional nucleic acid (DNA or RNA) and/or protein analysis(es) are added to the current PLA test, or 2. The name of the PLA test has changed in association with changes in test performance or test characteristics. The addition or modification of the therapeutic applications of the test require submission of a code change application, but it may not require a new code number. | 0001U-0599U | https://www.aapc.com/codes/cpt-codes/0159U | 2025-10-27T17:20:00.483118Z
0160U | MSH6 (mutS homolog 6) (eg, hereditary colon cancer, Lynch syndrome) mRNA sequence analysis (List separately in addition to code for primary procedure) Notes: (Use 0160U in conjunction with 81298) | Lay Term | Range Specific Guideline Proprietary laboratory analyses (PLA) codes describe proprietary clinical laboratory analyses and can be either provided by a single ("sole-source") laboratory or licensed or marketed to multiple providing laboratories (eg, cleared or approved by the Food and Drug Administration [FDA]). This subsection includes advanced diagnostic laboratory tests (ADLTs) and clinical diagnostic laboratory tests (CDLTs), as defined under the Protecting Access to Medicare Act (PAMA) of 2014. These analyses may include a range of medical laboratory tests including, but not limited to, multianalyte assays with algorithmic analyses (MAAA) and genomic sequencing procedures (GSP). The descriptor nomenclature follows, where possible, existing code conventions (eg, MAAA, GSP). Unless specifically noted, even though the Proprietary Laboratory Analyses section of the code set is located at the end of the Pathology and Laboratory section of the code set, a PLA code does not fulfill Category I code criteria. PLA codes are not required to fulfill the Category I criteria. The standards for inclusion in the PLA section are: The test must be commercially available in the United States for use on human specimens and The clinical laboratory or manufacturer that offers the test must request the code. For similar laboratory analyses that fulfill Category I criteria, see codes listed in the numeric 80000 series. When a PLA code is available to report a given proprietary laboratory service, that PLA code takes precedence. The service should not be reported with any other CPT® code(s) and other CPT® code(s) should not be used to report services that may be reported with that specific PLA code. These codes encompass all analytical services required for the analysis (eg, cell lysis, nucleic acid stabilization, extraction, digestion, amplification, hybridization and detection). For molecular analyses, additional procedures that are required prior to cell lysis (eg, microdissection [codes 88380 and 88381]) may be reported separately. Codes in this subsection are released on a quarterly basis to expedite dissemination for reporting. PLA codes will be published electronically on the AMA CPT® website (ama-assn.org/cpt-pla-codes), distributed via CPT® data files on a quarterly basis, and, at a minimum, made available in print annually in the CPT® codebook. See the Introduction section of the CPT® code set for a complete list of the dates of release and implementation. All codes that are included in this section are also included in Appendix O, with the procedure's proprietary name. In order to report a PLA code, the analysis performed must fulfill the code descriptor and must be the test represented by the proprietary name listed in Appendix O. In some instances, the descriptor language of PLA codes may be identical and the code may only be differentiated by the listed proprietary name in Appendix O. When more than one PLA has an identical descriptor, the codes will be denoted by the symbol "â™“." All PLA tests will have assigned codes in the PLA section of the code set. Any PLA coded test(s) that satisfies Category I criteria and has been accepted by the CPT® Editorial Panel will be designated by the addition of the symbol "^" to the existing PLA code and will remain in the PLA section of the code set. If a proprietary test has already been accepted for a Category I code and a code has not been published, subsequent application for a PLA code will take precedence. The code will only be placed in the PLA section. The accuracy of a PLA code is to be maintained by the original applicant, or the current owner of the test kit or laboratory performing the proprietary test. A new PLA code is required when: 1. Additional nucleic acid (DNA or RNA) and/or protein analysis(es) are added to the current PLA test, or 2. The name of the PLA test has changed in association with changes in test performance or test characteristics. The addition or modification of the therapeutic applications of the test require submission of a code change application, but it may not require a new code number. | 0001U-0599U | https://www.aapc.com/codes/cpt-codes/0160U | 2025-10-27T17:20:30.075007Z
0161U | PMS2 (PMS1 homolog 2, mismatch repair system component) (eg, hereditary non-polyposis colorectal cancer, Lynch syndrome) mRNA sequence analysis (List separately in addition to code for primary procedure) Notes: (Use 0161U in conjunction with 81317) | Lay Term | Range Specific Guideline Proprietary laboratory analyses (PLA) codes describe proprietary clinical laboratory analyses and can be either provided by a single ("sole-source") laboratory or licensed or marketed to multiple providing laboratories (eg, cleared or approved by the Food and Drug Administration [FDA]). This subsection includes advanced diagnostic laboratory tests (ADLTs) and clinical diagnostic laboratory tests (CDLTs), as defined under the Protecting Access to Medicare Act (PAMA) of 2014. These analyses may include a range of medical laboratory tests including, but not limited to, multianalyte assays with algorithmic analyses (MAAA) and genomic sequencing procedures (GSP). The descriptor nomenclature follows, where possible, existing code conventions (eg, MAAA, GSP). Unless specifically noted, even though the Proprietary Laboratory Analyses section of the code set is located at the end of the Pathology and Laboratory section of the code set, a PLA code does not fulfill Category I code criteria. PLA codes are not required to fulfill the Category I criteria. The standards for inclusion in the PLA section are: The test must be commercially available in the United States for use on human specimens and The clinical laboratory or manufacturer that offers the test must request the code. For similar laboratory analyses that fulfill Category I criteria, see codes listed in the numeric 80000 series. When a PLA code is available to report a given proprietary laboratory service, that PLA code takes precedence. The service should not be reported with any other CPT® code(s) and other CPT® code(s) should not be used to report services that may be reported with that specific PLA code. These codes encompass all analytical services required for the analysis (eg, cell lysis, nucleic acid stabilization, extraction, digestion, amplification, hybridization and detection). For molecular analyses, additional procedures that are required prior to cell lysis (eg, microdissection [codes 88380 and 88381]) may be reported separately. Codes in this subsection are released on a quarterly basis to expedite dissemination for reporting. PLA codes will be published electronically on the AMA CPT® website (ama-assn.org/cpt-pla-codes), distributed via CPT® data files on a quarterly basis, and, at a minimum, made available in print annually in the CPT® codebook. See the Introduction section of the CPT® code set for a complete list of the dates of release and implementation. All codes that are included in this section are also included in Appendix O, with the procedure's proprietary name. In order to report a PLA code, the analysis performed must fulfill the code descriptor and must be the test represented by the proprietary name listed in Appendix O. In some instances, the descriptor language of PLA codes may be identical and the code may only be differentiated by the listed proprietary name in Appendix O. When more than one PLA has an identical descriptor, the codes will be denoted by the symbol "â™“." All PLA tests will have assigned codes in the PLA section of the code set. Any PLA coded test(s) that satisfies Category I criteria and has been accepted by the CPT® Editorial Panel will be designated by the addition of the symbol "^" to the existing PLA code and will remain in the PLA section of the code set. If a proprietary test has already been accepted for a Category I code and a code has not been published, subsequent application for a PLA code will take precedence. The code will only be placed in the PLA section. The accuracy of a PLA code is to be maintained by the original applicant, or the current owner of the test kit or laboratory performing the proprietary test. A new PLA code is required when: 1. Additional nucleic acid (DNA or RNA) and/or protein analysis(es) are added to the current PLA test, or 2. The name of the PLA test has changed in association with changes in test performance or test characteristics. The addition or modification of the therapeutic applications of the test require submission of a code change application, but it may not require a new code number. | 0001U-0599U | https://www.aapc.com/codes/cpt-codes/0161U | 2025-10-27T17:21:00.124281Z
0162U | Hereditary colon cancer (Lynch syndrome), targeted mRNA sequence analysis panel (MLH1, MSH2, MSH6, PMS2) (List separately in addition to code for primary procedure) Notes: (Use 0162U in conjunction with 81292, 81295, 81298, 81317, 81435) | This is a Proprietary Laboratory Analyses (PLA) code, meaning that the code applies to only one unique lab test made by a specific manufacturer or performed by a specific lab. Report 0162U for the CustomNext® + RNA: Lynch (MLH1, MSH2, MSH6, PMS2) test from Ambry Genetics®, for mRNA sequence analysis of the four named genes in conjunction with the primary code for the full sequence analysis. Explanation After performing full sequence analysis of the PMS2 gene, the lab analyst performs mRNA sequencing to quantify gene expression, identify novel RNA transcripts and gene fusions, and for more accurate quantification of overlapping transcripts and allele–specific expression. Clinicians order this test to diagnose and plan treatment for patients with hereditary non–polyposis colorectal cancer (Lynch syndrome), a type of inherited colon cancer not associated with polyposis. Terminology Algorithm: A specific set of step–by–step calculations using defined inputs at each step to produce a useful output; for multianalyte assays with algorithmic analyses (MAAA), the output involves some sort of diagnostic or prognostic information about treatment options or disease outcomes. Genome: The entire genetic material of an organism, which means the entire DNA sequence. Genomic sequencing procedure: A laboratory study that uses a specialized automated instrument that determines the order of nucleotides in DNA and reports the sequence as a string of letters, which the analyst compares to a reference library of normal genomes and variant gene sequences associated with certain conditions. Multianalyte assays with algorithmic analyses (MAAA): A set of codes generally unique to a single clinical laboratory or manufacture; they typically list all the analytic and algorithmic analysis for a type of disease, such cancer; the type and number of analytes, such as proteins; the lab methods, such as immunoassay; the specimen type, such as blood; and the result type, such as prognostic risk score. Tips Use this code only for the appropriate proprietary test; report one unit of this code for a single specimen analyzed on a single date of service. Some payers may pay separately for the collection of the specimen; check with the appropriate payer. Additional Info “U” codes are included in the CPT® code set to identify specific proprietary laboratory analyses (PLA) tests. PLA codes take precedence over the usual 80000 series codes for laboratory/pathology. Use this code only for the above–described test; do not report this test using any other CPT® code. PLA code descriptors follow existing code conventions when possible, and lab techniques used include multianalyte assays with algorithmic analyses (MAAA) and genomic sequencing procedures (GSP), among others. Read Less | Range Specific Guideline Proprietary laboratory analyses (PLA) codes describe proprietary clinical laboratory analyses and can be either provided by a single ("sole-source") laboratory or licensed or marketed to multiple providing laboratories (eg, cleared or approved by the Food and Drug Administration [FDA]). This subsection includes advanced diagnostic laboratory tests (ADLTs) and clinical diagnostic laboratory tests (CDLTs), as defined under the Protecting Access to Medicare Act (PAMA) of 2014. These analyses may include a range of medical laboratory tests including, but not limited to, multianalyte assays with algorithmic analyses (MAAA) and genomic sequencing procedures (GSP). The descriptor nomenclature follows, where possible, existing code conventions (eg, MAAA, GSP). Unless specifically noted, even though the Proprietary Laboratory Analyses section of the code set is located at the end of the Pathology and Laboratory section of the code set, a PLA code does not fulfill Category I code criteria. PLA codes are not required to fulfill the Category I criteria. The standards for inclusion in the PLA section are: The test must be commercially available in the United States for use on human specimens and The clinical laboratory or manufacturer that offers the test must request the code. For similar laboratory analyses that fulfill Category I criteria, see codes listed in the numeric 80000 series. When a PLA code is available to report a given proprietary laboratory service, that PLA code takes precedence. The service should not be reported with any other CPT® code(s) and other CPT® code(s) should not be used to report services that may be reported with that specific PLA code. These codes encompass all analytical services required for the analysis (eg, cell lysis, nucleic acid stabilization, extraction, digestion, amplification, hybridization and detection). For molecular analyses, additional procedures that are required prior to cell lysis (eg, microdissection [codes 88380 and 88381]) may be reported separately. Codes in this subsection are released on a quarterly basis to expedite dissemination for reporting. PLA codes will be published electronically on the AMA CPT® website (ama-assn.org/cpt-pla-codes), distributed via CPT® data files on a quarterly basis, and, at a minimum, made available in print annually in the CPT® codebook. See the Introduction section of the CPT® code set for a complete list of the dates of release and implementation. All codes that are included in this section are also included in Appendix O, with the procedure's proprietary name. In order to report a PLA code, the analysis performed must fulfill the code descriptor and must be the test represented by the proprietary name listed in Appendix O. In some instances, the descriptor language of PLA codes may be identical and the code may only be differentiated by the listed proprietary name in Appendix O. When more than one PLA has an identical descriptor, the codes will be denoted by the symbol "â™“." All PLA tests will have assigned codes in the PLA section of the code set. Any PLA coded test(s) that satisfies Category I criteria and has been accepted by the CPT® Editorial Panel will be designated by the addition of the symbol "^" to the existing PLA code and will remain in the PLA section of the code set. If a proprietary test has already been accepted for a Category I code and a code has not been published, subsequent application for a PLA code will take precedence. The code will only be placed in the PLA section. The accuracy of a PLA code is to be maintained by the original applicant, or the current owner of the test kit or laboratory performing the proprietary test. A new PLA code is required when: 1. Additional nucleic acid (DNA or RNA) and/or protein analysis(es) are added to the current PLA test, or 2. The name of the PLA test has changed in association with changes in test performance or test characteristics. The addition or modification of the therapeutic applications of the test require submission of a code change application, but it may not require a new code number. | 0001U-0599U | https://www.aapc.com/codes/cpt-codes/0162U | 2025-10-27T17:21:18.835156Z
0163U | Oncology (colorectal) screening, biochemical enzyme-linked immunosorbent assay (ELISA) of 3 plasma or serum proteins (teratocarcinoma derived growth factor-1 [TDGF-1, Cripto-1], carcinoembryonic antigen [CEA], extracellular matrix protein [ECM]), with demographic data (age, gender, CRC-screening compliance) using a proprietary algorithm and reported as likelihood of CRC or advanced adenomas | This is a Proprietary Laboratory Analyses (PLA) code, meaning that the code applies to only one unique lab test made by a specific manufacturer or performed by a specific lab. Report 0163U for the BeScreened™–CRC test from Beacon Biomedical Inc, which is an immunoassay that tests for proteins TDGF–1, CEA, and ECM in blood, and uses an algorithm to report positive or negative results indicating the likelihood of colorectal cancer (CRC) and the need for a colonoscopy. Explanation Using a blood specimen, the lab analyst performs an enzyme–linked immunosorbent assay (ELISA) to test for the presence of three proteins that are active in colorectal cancer (CRC) tumor formation, progression, and migration: teratocarcinoma derived growth factor–1 (TDGF–1, also known as Cripto–1), carcinoembryonic antigen (CEA), and extracellular matrix protein (ECM). ELISA is an immunoassay that uses antigen(s) attached to a solid–phase surface to match antibodies from the liquid specimen, which attach to an enzyme, creating a reaction with a detectable signal, such as color change. The test is a multianalyte assay with algorithmic analyses (MAAA), which uses an algorithm to analyze the blood test results and patient data to report a positive or negative finding for the likelihood of CRC. The results do not diagnose CRC, but a positive finding indicates the need for follow–up testing, such as colonoscopy. Clinicians may order this test for patients who may not be amenable to standard CRC screening tests, such as fecal tests or colonoscopy. Terminology Adenoma: Benign tumor of a glandular structure; adenomas may evolve into malignant tumors and are, therefore, considered precancerous. Algorithm: A specific set of step–by–step calculations using defined inputs at each step to produce a useful output; for multianalyte assays with algorithmic analyses (MAAA), the output involves some sort of diagnostic or prognostic information about treatment options or disease outcomes. Antibody: A protein produced by the body as an immune–system response to a specific antigen, such as a bacteria or foreign substance; lab tests may utilize reactions between antibodies and antigens to identify a substance in a patient specimen; may also be referred to as immunoglobulin. Antigen: A foreign substance that the body reacts to with an immune response, such as producing a specific antibody; lab tests may utilize reactions between antibodies and antigens to identify a substance in a patient specimen. Immunoassay: A biochemical test that uses an antibody/antigen reaction to detect and possibly quantify a specific substance present in the specimen, such as blood. Multianalyte assays with algorithmic analyses (MAAA): A set of codes generally unique to a single clinical laboratory or manufacture; they typically list all the analytic and algorithmic analysis for a type of disease, such cancer; the type and number of analytes, such as proteins; the lab methods, such as immunoassay; the specimen type, such as blood; and the result type, such as prognostic risk score. Tips Use this code only for the BeScreened™–CRC test from Beacon Biomedical Inc; report one unit of this code for a single specimen analyzed on a single date of service. Some payers may pay separately for the collection of the specimen; check with the appropriate payer. Distinguish this test from other MAAA blood tests for CRC evaluation, such as 0091U and 81528. Additional Info “U” codes are included in the CPT® code set to identify specific proprietary laboratory analyses (PLA) tests. PLA codes take precedence over the usual 80000 series codes for laboratory/pathology. Use this code only for the above–described test; do not report this test using any other CPT® code. PLA code descriptors follow existing code conventions when possible, and lab techniques used include multianalyte assays with algorithmic analyses (MAAA) and genomic sequencing procedures (GSP), among others. Read Less | Range Specific Guideline Proprietary laboratory analyses (PLA) codes describe proprietary clinical laboratory analyses and can be either provided by a single ("sole-source") laboratory or licensed or marketed to multiple providing laboratories (eg, cleared or approved by the Food and Drug Administration [FDA]). This subsection includes advanced diagnostic laboratory tests (ADLTs) and clinical diagnostic laboratory tests (CDLTs), as defined under the Protecting Access to Medicare Act (PAMA) of 2014. These analyses may include a range of medical laboratory tests including, but not limited to, multianalyte assays with algorithmic analyses (MAAA) and genomic sequencing procedures (GSP). The descriptor nomenclature follows, where possible, existing code conventions (eg, MAAA, GSP). Unless specifically noted, even though the Proprietary Laboratory Analyses section of the code set is located at the end of the Pathology and Laboratory section of the code set, a PLA code does not fulfill Category I code criteria. PLA codes are not required to fulfill the Category I criteria. The standards for inclusion in the PLA section are: The test must be commercially available in the United States for use on human specimens and The clinical laboratory or manufacturer that offers the test must request the code. For similar laboratory analyses that fulfill Category I criteria, see codes listed in the numeric 80000 series. When a PLA code is available to report a given proprietary laboratory service, that PLA code takes precedence. The service should not be reported with any other CPT® code(s) and other CPT® code(s) should not be used to report services that may be reported with that specific PLA code. These codes encompass all analytical services required for the analysis (eg, cell lysis, nucleic acid stabilization, extraction, digestion, amplification, hybridization and detection). For molecular analyses, additional procedures that are required prior to cell lysis (eg, microdissection [codes 88380 and 88381]) may be reported separately. Codes in this subsection are released on a quarterly basis to expedite dissemination for reporting. PLA codes will be published electronically on the AMA CPT® website (ama-assn.org/cpt-pla-codes), distributed via CPT® data files on a quarterly basis, and, at a minimum, made available in print annually in the CPT® codebook. See the Introduction section of the CPT® code set for a complete list of the dates of release and implementation. All codes that are included in this section are also included in Appendix O, with the procedure's proprietary name. In order to report a PLA code, the analysis performed must fulfill the code descriptor and must be the test represented by the proprietary name listed in Appendix O. In some instances, the descriptor language of PLA codes may be identical and the code may only be differentiated by the listed proprietary name in Appendix O. When more than one PLA has an identical descriptor, the codes will be denoted by the symbol "â™“." All PLA tests will have assigned codes in the PLA section of the code set. Any PLA coded test(s) that satisfies Category I criteria and has been accepted by the CPT® Editorial Panel will be designated by the addition of the symbol "^" to the existing PLA code and will remain in the PLA section of the code set. If a proprietary test has already been accepted for a Category I code and a code has not been published, subsequent application for a PLA code will take precedence. The code will only be placed in the PLA section. The accuracy of a PLA code is to be maintained by the original applicant, or the current owner of the test kit or laboratory performing the proprietary test. A new PLA code is required when: 1. Additional nucleic acid (DNA or RNA) and/or protein analysis(es) are added to the current PLA test, or 2. The name of the PLA test has changed in association with changes in test performance or test characteristics. The addition or modification of the therapeutic applications of the test require submission of a code change application, but it may not require a new code number. | 0001U-0599U | https://www.aapc.com/codes/cpt-codes/0163U | 2025-10-27T17:21:36.793342Z
0164U | Gastroenterology (irritable bowel syndrome [IBS]), immunoassay for anti-CdtB and anti-vinculin antibodies, utilizing plasma, algorithm for elevated or not elevated qualitative results | This is a Proprietary Laboratory Analyses (PLA) code, meaning that the code applies to only one unique lab test made by a specific manufacturer or performed by a specific lab. Report 0164U for the ibs–smart™ test from Gemelli Biotech, which tests for the antibodies anti–CdtB and anti–vinculin in blood, which are two validated biomarkers for irritable bowel syndrome (IBS), and uses an algorithm to diagnose IBS with diarrheal component or indicate the need for further testing. Explanation The lab analyst performs an immunoassay to measure the level of two antibodies, anti–CdtB and anti–vinculin, in a plasma specimen. The immunoassay uses an antigen substrate to react with the specific antibodies in the specimen to create a quantifiable signal. One or both of these antibody markers will be elevated in most patients with IBS who have diarrhea symptoms, known as IBS–D or IBS–M. The test is a multianalyte assay with algorithmic analyses (MAAA), which uses an algorithm to analyze the blood test results of “elevated” or “not elevated” for each antibody to diagnose IBS–D or IBS–M, most likely with a history of gastroenteritis related to past food poisoning; or to indicate the need for more invasive testing to distinguish IBS and IBD. Clinicians may order this test for patients with intestinal symptoms such as bloating, cramping, and diarrhea to help diagnose IBS as opposed to inflammatory bowel disease (IBD) and to indicate the condition as post–infectious IBS. Terminology Algorithm: A specific set of step–by–step calculations using defined inputs at each step to produce a useful output; for multianalyte assays with algorithmic analyses (MAAA), the output involves some sort of diagnostic or prognostic information about treatment options or disease outcomes. Antibody: A protein produced by the body as an immune–system response to a specific antigen, such as a bacteria or foreign substance; lab tests may utilize reactions between antibodies and antigens to identify a substance in a patient specimen; may also be referred to as immunoglobulin. Antigen: A foreign substance that the body reacts to with an immune response, such as producing a specific antibody; lab tests may utilize reactions between antibodies and antigens to identify a substance in a patient specimen. Gastroenteritis: Inflammation and swelling of the gastrointestinal tract. Immunoassay: A biochemical test that uses an antibody/antigen reaction to detect and possibly quantify a specific substance present in the specimen, such as blood. Multianalyte assays with algorithmic analyses (MAAA): A set of codes generally unique to a single clinical laboratory or manufacture; they typically list all the analytic and algorithmic analysis for a type of disease, such cancer; the type and number of analytes, such as proteins; the lab methods, such as immunoassay; the specimen type, such as blood; and the result type, such as prognostic risk score. Plasma: The liquid portion of blood that typically suspends blood cells; plasma accounts for about 55 percent of blood volume and contains important components such as proteins, electrolytes, hormones, and coagulation factors. Tips Use this code only for the ibs–smart™ test from Gemelli Biotech; report one unit of this code for a single specimen analyzed on a single date of service. Some payers may pay separately for the collection of the specimen; check with the appropriate payer. Don’t report a CPT® code for anti–CdtB and anti–vinculin, such as 83520, in place of or in addition to 0164U for the ibs–smart™ Test. Additional Info “U” codes are included in the CPT® code set to identify specific proprietary laboratory analyses (PLA) tests. PLA codes take precedence over the usual 80000 series codes for laboratory/pathology. Use this code only for the above–described test; do not report this test using any other CPT® code. PLA code descriptors follow existing code conventions when possible, and lab techniques used include multianalyte assays with algorithmic analyses (MAAA) and genomic sequencing procedures (GSP), among others. Read Less | Range Specific Guideline Proprietary laboratory analyses (PLA) codes describe proprietary clinical laboratory analyses and can be either provided by a single ("sole-source") laboratory or licensed or marketed to multiple providing laboratories (eg, cleared or approved by the Food and Drug Administration [FDA]). This subsection includes advanced diagnostic laboratory tests (ADLTs) and clinical diagnostic laboratory tests (CDLTs), as defined under the Protecting Access to Medicare Act (PAMA) of 2014. These analyses may include a range of medical laboratory tests including, but not limited to, multianalyte assays with algorithmic analyses (MAAA) and genomic sequencing procedures (GSP). The descriptor nomenclature follows, where possible, existing code conventions (eg, MAAA, GSP). Unless specifically noted, even though the Proprietary Laboratory Analyses section of the code set is located at the end of the Pathology and Laboratory section of the code set, a PLA code does not fulfill Category I code criteria. PLA codes are not required to fulfill the Category I criteria. The standards for inclusion in the PLA section are: The test must be commercially available in the United States for use on human specimens and The clinical laboratory or manufacturer that offers the test must request the code. For similar laboratory analyses that fulfill Category I criteria, see codes listed in the numeric 80000 series. When a PLA code is available to report a given proprietary laboratory service, that PLA code takes precedence. The service should not be reported with any other CPT® code(s) and other CPT® code(s) should not be used to report services that may be reported with that specific PLA code. These codes encompass all analytical services required for the analysis (eg, cell lysis, nucleic acid stabilization, extraction, digestion, amplification, hybridization and detection). For molecular analyses, additional procedures that are required prior to cell lysis (eg, microdissection [codes 88380 and 88381]) may be reported separately. Codes in this subsection are released on a quarterly basis to expedite dissemination for reporting. PLA codes will be published electronically on the AMA CPT® website (ama-assn.org/cpt-pla-codes), distributed via CPT® data files on a quarterly basis, and, at a minimum, made available in print annually in the CPT® codebook. See the Introduction section of the CPT® code set for a complete list of the dates of release and implementation. All codes that are included in this section are also included in Appendix O, with the procedure's proprietary name. In order to report a PLA code, the analysis performed must fulfill the code descriptor and must be the test represented by the proprietary name listed in Appendix O. In some instances, the descriptor language of PLA codes may be identical and the code may only be differentiated by the listed proprietary name in Appendix O. When more than one PLA has an identical descriptor, the codes will be denoted by the symbol "â™“." All PLA tests will have assigned codes in the PLA section of the code set. Any PLA coded test(s) that satisfies Category I criteria and has been accepted by the CPT® Editorial Panel will be designated by the addition of the symbol "^" to the existing PLA code and will remain in the PLA section of the code set. If a proprietary test has already been accepted for a Category I code and a code has not been published, subsequent application for a PLA code will take precedence. The code will only be placed in the PLA section. The accuracy of a PLA code is to be maintained by the original applicant, or the current owner of the test kit or laboratory performing the proprietary test. A new PLA code is required when: 1. Additional nucleic acid (DNA or RNA) and/or protein analysis(es) are added to the current PLA test, or 2. The name of the PLA test has changed in association with changes in test performance or test characteristics. The addition or modification of the therapeutic applications of the test require submission of a code change application, but it may not require a new code number. | 0001U-0599U | https://www.aapc.com/codes/cpt-codes/0164U | 2025-10-27T17:21:54.456218Z
0165U | Peanut allergen-specific quantitative assessment of multiple epitopes using enzyme-linked immunosorbent assay (ELISA), blood, individual epitope results and probability of peanut allergy | This is a Proprietary Laboratory Analyses (PLA) code, meaning that the code applies to only one unique lab test made by a specific manufacturer or performed by a specific lab. Report 0165U for the VeriMAP™ Peanut Dx–Bead–based Epitope Assay test from AllerGenis, which is a blood test that provides mapping of patient epitopes (immunogenic antigens in food proteins) through bead–based microarray immunoassay and bioinformatics to provide a patient food–allergy profile reported as probability of peanut allergy. Explanation Using a blood specimen, the lab analyst performs a high–resolution food–allergy test panel using a microarray of tiny antigen–coated beads that can react with antibodies from the patient specimen in a Luminex immunoassay to identify specific allergenic epitopes, which are small segments of food proteins that act as antigens. The high–throughput test can evaluate patient response to a large number of epitopes, and compare the results to a database of food–allergy epitope signatures to create a specific epitope map for the patient. Clinicians may order this test for patients seeking food allergy testing to provide more definitive diagnostic, prognostic, and treatment information than is available from older techniques, such as oral food challenge testing. The test identifies epitopes that the patient’s antibodies could react to, creating an allergic reaction inflammatory response, and reports the findings as a probability of peanut allergy for the patient. Terminology Allergic reaction: The result of the body's reaction to a specific substance that otherwise seems to be harmless but causes a severe reaction in a person allergic to the substance, also known as anaphylaxis. Antibody: A protein produced by the body as an immune–system response to a specific antigen, such as a bacteria or foreign substance; lab tests may utilize reactions between antibodies and antigens to identify a substance in a patient specimen; may also be referred to as immunoglobulin. Antigen: A foreign substance that the body reacts to with an immune response, such as producing a specific antibody; lab tests may utilize reactions between antibodies and antigens to identify a substance in a patient specimen. Enzyme–linked immunosorbent assay (ELISA): A laboratory testing method using an enzyme attached to an antigen or antibody used as a marker to detect a specific substance, such as another antigen or antibody. Genomic sequencing procedure: A laboratory study that uses a specialized automated instrument that determines the order of nucleotides in DNA and reports the sequence as a string of letters, which the analyst compares to a reference library of normal genomes and variant gene sequences associated with certain conditions. Immunoassay: A biochemical test that uses an antibody/antigen reaction to detect and possibly quantify a specific substance present in the specimen, such as blood. Multianalyte assays with algorithmic analyses (MAAA): A set of codes generally unique to a single clinical laboratory or manufacture; they typically list all the analytic and algorithmic analysis for a type of disease, such a cancer; the type and number of analytes, such as proteins; the lab methods, such as immunoassay; the specimen type, such as blood; and the result type, such as prognostic risk score. Tips Use this code only for the VeriMAP™ Peanut Dx – Bead–based Epitope Assay test from AllerGenis that reports probability of peanut allergy; report one unit of this code for a single specimen analyzed on a single date of service. See 0178U for VeriMAP™ Peanut Sensitivity – Bead–based Epitope Assay test from AllerGenis that reports minimum eliciting exposure for a clinical reaction. Some payers may pay separately for collecting the specimen using a code such as 36415. Additional Info “U” codes are included in the CPT® code set to identify specific proprietary laboratory analyses (PLA) tests. PLA codes take precedence over the usual 80000 series codes for laboratory/pathology. Use this code only for the above–described test; do not report this test using any other CPT® code. PLA code descriptors follow existing code conventions when possible, and lab techniques used include multianalyte assays with algorithmic analyses (MAAA) and genomic sequencing procedures (GSP), among others. Read Less | Range Specific Guideline Proprietary laboratory analyses (PLA) codes describe proprietary clinical laboratory analyses and can be either provided by a single ("sole-source") laboratory or licensed or marketed to multiple providing laboratories (eg, cleared or approved by the Food and Drug Administration [FDA]). This subsection includes advanced diagnostic laboratory tests (ADLTs) and clinical diagnostic laboratory tests (CDLTs), as defined under the Protecting Access to Medicare Act (PAMA) of 2014. These analyses may include a range of medical laboratory tests including, but not limited to, multianalyte assays with algorithmic analyses (MAAA) and genomic sequencing procedures (GSP). The descriptor nomenclature follows, where possible, existing code conventions (eg, MAAA, GSP). Unless specifically noted, even though the Proprietary Laboratory Analyses section of the code set is located at the end of the Pathology and Laboratory section of the code set, a PLA code does not fulfill Category I code criteria. PLA codes are not required to fulfill the Category I criteria. The standards for inclusion in the PLA section are: The test must be commercially available in the United States for use on human specimens and The clinical laboratory or manufacturer that offers the test must request the code. For similar laboratory analyses that fulfill Category I criteria, see codes listed in the numeric 80000 series. When a PLA code is available to report a given proprietary laboratory service, that PLA code takes precedence. The service should not be reported with any other CPT® code(s) and other CPT® code(s) should not be used to report services that may be reported with that specific PLA code. These codes encompass all analytical services required for the analysis (eg, cell lysis, nucleic acid stabilization, extraction, digestion, amplification, hybridization and detection). For molecular analyses, additional procedures that are required prior to cell lysis (eg, microdissection [codes 88380 and 88381]) may be reported separately. Codes in this subsection are released on a quarterly basis to expedite dissemination for reporting. PLA codes will be published electronically on the AMA CPT® website (ama-assn.org/cpt-pla-codes), distributed via CPT® data files on a quarterly basis, and, at a minimum, made available in print annually in the CPT® codebook. See the Introduction section of the CPT® code set for a complete list of the dates of release and implementation. All codes that are included in this section are also included in Appendix O, with the procedure's proprietary name. In order to report a PLA code, the analysis performed must fulfill the code descriptor and must be the test represented by the proprietary name listed in Appendix O. In some instances, the descriptor language of PLA codes may be identical and the code may only be differentiated by the listed proprietary name in Appendix O. When more than one PLA has an identical descriptor, the codes will be denoted by the symbol "â™“." All PLA tests will have assigned codes in the PLA section of the code set. Any PLA coded test(s) that satisfies Category I criteria and has been accepted by the CPT® Editorial Panel will be designated by the addition of the symbol "^" to the existing PLA code and will remain in the PLA section of the code set. If a proprietary test has already been accepted for a Category I code and a code has not been published, subsequent application for a PLA code will take precedence. The code will only be placed in the PLA section. The accuracy of a PLA code is to be maintained by the original applicant, or the current owner of the test kit or laboratory performing the proprietary test. A new PLA code is required when: 1. Additional nucleic acid (DNA or RNA) and/or protein analysis(es) are added to the current PLA test, or 2. The name of the PLA test has changed in association with changes in test performance or test characteristics. The addition or modification of the therapeutic applications of the test require submission of a code change application, but it may not require a new code number. | 0001U-0599U | https://www.aapc.com/codes/cpt-codes/0165U | 2025-10-27T17:22:12.185259Z
0166U | Liver disease, 10 biochemical assays (?2-macroglobulin, haptoglobin, apolipoprotein A1, bilirubin, GGT, ALT, AST, triglycerides, cholesterol, fasting glucose) and biometric and demographic data, utilizing serum, algorithm reported as scores for fibrosis, necroinflammatory activity, and steatosis with a summary interpretation | This is a Proprietary Laboratory Analyses (PLA) code, meaning that the code applies to only one unique lab test made by a specific manufacturer or performed by a specific lab. Report 0166U for the LiverFASt™ test from Fibronostics, which tests a blood specimen for 10 specific liver–related biomarkers, combined with an algorithm analysis of test results to estimate liver staging or grading of fibrosis, steatosis (fatty liver), and inflammatory activity, without invasive testing. Explanation The lab analyst performs chemistry tests on a patient serum sample for 10 analytes: total bilirubin, cholesterol, triglycerides, and fasting glucose, as well as alpha–2–macroglobulin, haptoglobin, apolipoprotein A1, gamma–glutamyltransferase (GGT), alanine aminotransferase (ALT), and aspartate aminotransferase (AST). The test is a multianalyte assay with algorithmic analyses (MAAA), which uses an algorithm to analyze the blood test results and other patient biometric and demographic data to report liver inflammation activity (grade), fibrosis stage, and steatosis (fatty liver). Clinicians may order this test as a noninvasive diagnostic and staging tool for chronic liver diseases such as nonalcoholic fatty liver disease (NAFLD), nonalcoholic steatohepatitis (NASH), and chronic viral hepatitis. LiverFASt™ can provide an alternative to other testing modalities such as ultrasound, magnetic resonance imaging (MRI), or liver biopsy, and aid in early diagnosis, prognosis, and treatment selection. Terminology Algorithm: A specific set of step–by–step calculations using defined inputs at each step to produce a useful output; for multianalyte assays with algorithmic analyses (MAAA), the output involves some sort of diagnostic or prognostic information about treatment options or disease outcomes. Biomarker, biological marker, biochemical marker: A measurable substance, such as an enzyme, protein, or gene, that is an indicator of a condition, disease, or normal or abnormal process. Multianalyte assays with algorithmic analyses (MAAA): A set of codes generally unique to a single clinical laboratory or manufacture; they typically list all the analytic and algorithmic analysis for a type of disease, such cancer; the type and number of analytes, such as proteins; the lab methods, such as immunoassay; the specimen type, such as blood; and the result type, such as prognostic risk score. Serum: The clear liquid portion of blood that is not cellular and contains important components such as antibodies, proteins produced in the blood that are activated as part of the immune response to neutralize specific invaders such as bacteria or viruses. Tips Use this code only for the LiverFASt™ test from Fibronostics; report one unit of this code for a single specimen analyzed on a single date of service. Some payers may pay separately for the collection of the specimen; check with the appropriate payer. Don’t separately code any of the underlying chemistry tests included in this analysis, such as Haptoglobin (83010) Apolipoprotein A1 (82172) Bilirubin (82247), GGT (82977), ALT (84460), AST (84450), glucose (82947), triglycerides (84478), and cholesterol (82465), because MAAA codes always include the underlying lab tests. Additional Info “U” codes are included in the CPT® code set to identify specific proprietary laboratory analyses (PLA) tests. PLA codes take precedence over the usual 8 thousand series codes for laboratory/pathology. Use this code only for the above–described test; do not report this test with any other CPT® code. These codes may be used only for tests performed on human specimens requested by the clinical lab that offers the test. Techniques used include multianalyte assays with algorithmic analyses (MAAA) and genomic sequencing procedures (GSP), and the descriptors follow existing code conventions when possible. Read Less | Range Specific Guideline Proprietary laboratory analyses (PLA) codes describe proprietary clinical laboratory analyses and can be either provided by a single ("sole-source") laboratory or licensed or marketed to multiple providing laboratories (eg, cleared or approved by the Food and Drug Administration [FDA]). This subsection includes advanced diagnostic laboratory tests (ADLTs) and clinical diagnostic laboratory tests (CDLTs), as defined under the Protecting Access to Medicare Act (PAMA) of 2014. These analyses may include a range of medical laboratory tests including, but not limited to, multianalyte assays with algorithmic analyses (MAAA) and genomic sequencing procedures (GSP). The descriptor nomenclature follows, where possible, existing code conventions (eg, MAAA, GSP). Unless specifically noted, even though the Proprietary Laboratory Analyses section of the code set is located at the end of the Pathology and Laboratory section of the code set, a PLA code does not fulfill Category I code criteria. PLA codes are not required to fulfill the Category I criteria. The standards for inclusion in the PLA section are: The test must be commercially available in the United States for use on human specimens and The clinical laboratory or manufacturer that offers the test must request the code. For similar laboratory analyses that fulfill Category I criteria, see codes listed in the numeric 80000 series. When a PLA code is available to report a given proprietary laboratory service, that PLA code takes precedence. The service should not be reported with any other CPT® code(s) and other CPT® code(s) should not be used to report services that may be reported with that specific PLA code. These codes encompass all analytical services required for the analysis (eg, cell lysis, nucleic acid stabilization, extraction, digestion, amplification, hybridization and detection). For molecular analyses, additional procedures that are required prior to cell lysis (eg, microdissection [codes 88380 and 88381]) may be reported separately. Codes in this subsection are released on a quarterly basis to expedite dissemination for reporting. PLA codes will be published electronically on the AMA CPT® website (ama-assn.org/cpt-pla-codes), distributed via CPT® data files on a quarterly basis, and, at a minimum, made available in print annually in the CPT® codebook. See the Introduction section of the CPT® code set for a complete list of the dates of release and implementation. All codes that are included in this section are also included in Appendix O, with the procedure's proprietary name. In order to report a PLA code, the analysis performed must fulfill the code descriptor and must be the test represented by the proprietary name listed in Appendix O. In some instances, the descriptor language of PLA codes may be identical and the code may only be differentiated by the listed proprietary name in Appendix O. When more than one PLA has an identical descriptor, the codes will be denoted by the symbol "â™“." All PLA tests will have assigned codes in the PLA section of the code set. Any PLA coded test(s) that satisfies Category I criteria and has been accepted by the CPT® Editorial Panel will be designated by the addition of the symbol "^" to the existing PLA code and will remain in the PLA section of the code set. If a proprietary test has already been accepted for a Category I code and a code has not been published, subsequent application for a PLA code will take precedence. The code will only be placed in the PLA section. The accuracy of a PLA code is to be maintained by the original applicant, or the current owner of the test kit or laboratory performing the proprietary test. A new PLA code is required when: 1. Additional nucleic acid (DNA or RNA) and/or protein analysis(es) are added to the current PLA test, or 2. The name of the PLA test has changed in association with changes in test performance or test characteristics. The addition or modification of the therapeutic applications of the test require submission of a code change application, but it may not require a new code number. | 0001U-0599U | https://www.aapc.com/codes/cpt-codes/0166U | 2025-10-27T17:22:30.173644Z
0169U | NUDT15 (nudix hydrolase 15) and TPMT (thiopurine S-methyltransferase) (eg, drug metabolism) gene analysis, common variants | This is a Proprietary Laboratory Analyses (PLA) code, meaning that the code applies to only one unique lab test made by a specific manufacturer or performed by a specific lab. Report 0169U for the NT (NUDT15 and TPMT) genotyping panel test from RPRD Diagnostics, which evaluates all common variants of the NUDT15 and TPMT genes that may impact toxicity and dosing of thiopurine drugs used to treat conditions such as acute lymphoblastic leukemia (ALL), inflammatory bowel disease (IBD), and organ transplant rejection. Explanation The lab analyst performs the gene analysis test on blood or saliva for 10 alleles of TPMT (thiopurine S–methyltransferase) and 9 alleles of NUDT15 (nudix hydroxylase 15), including all clinically–relevant variants. The lab analyst performs all technical steps, from extracting the nucleic acids by methods such as digestion and cell lysis to amplifying (increasing and stabilizing) the quantity of nucleic acid for analysis to detecting the target genes. Clinicians may order this test for patients with conditions such as acute lymphoblastic leukemia (ALL), inflammatory bowel disease (IBD), autoimmune disorders, and organ transplant rejection to provide dosing recommendation for drugs such as azathioprine, mercaptopurine, and thioguanine. The Clinical Pharmacogenomics Implementation Consortium (CPIC) guidelines recommend TPMT and NUDT15 gene analysis to avoid adverse drug reactions (ADRs) for thiopurine drugs. Terminology Amplification: Making more copies of a desired gene for study by processes such as polymerase chain reaction, called PCR, or transcription of DNA to RNA and reverse transcription from RNA to make an additional copy of the DNA. Gene: Specific nucleic acid sequence associated with a unique function in the body, such as the production of a specific protein. Lysis: Breakdown of cells, releasing cell contents such as nucleic acids. Nucleic acid: A sequence of specific biological chemicals (nucleotides) that carry genetic information, known as deoxyribonucleic acid (DNA) or ribonucleic acid (RNA). Variant: A gene that differs from the usual nucleic acid sequence due to events such as nucleotide deletions or insertions or substitutions; may cause conditions such as genetic disorders or cancer. Tips Use this code only for NT (NUDT15 and TPMT) genotyping panel test from RPRD Diagnostics; report one unit of this code for a single specimen analyzed on a single date of service. Some payers may pay separately for the collection of the specimen; check with the appropriate payer. Distinguish this code from a similar PLA code, 0034U, for NUDT15 and TPMT gene analysis from the Mayo Clinic. Don’t report a CPT® code for TPMT or NUDT15 gene analysis, such as 81335 or 81306, in place of or in addition to 0169U for the NT (NUDT15 and TPMT) genotyping panel test. Additional Info “U” codes are included in the CPT® code set to identify specific proprietary laboratory analyses (PLA) tests. PLA codes take precedence over the usual 80000 series codes for laboratory/pathology. Use this code only for the above–described test; do not report this test using any other CPT® code. PLA code descriptors follow existing code conventions when possible, and lab techniques used include multianalyte assays with algorithmic analyses (MAAA) and genomic sequencing procedures (GSP), among others. Read Less | Range Specific Guideline Proprietary laboratory analyses (PLA) codes describe proprietary clinical laboratory analyses and can be either provided by a single ("sole-source") laboratory or licensed or marketed to multiple providing laboratories (eg, cleared or approved by the Food and Drug Administration [FDA]). This subsection includes advanced diagnostic laboratory tests (ADLTs) and clinical diagnostic laboratory tests (CDLTs), as defined under the Protecting Access to Medicare Act (PAMA) of 2014. These analyses may include a range of medical laboratory tests including, but not limited to, multianalyte assays with algorithmic analyses (MAAA) and genomic sequencing procedures (GSP). The descriptor nomenclature follows, where possible, existing code conventions (eg, MAAA, GSP). Unless specifically noted, even though the Proprietary Laboratory Analyses section of the code set is located at the end of the Pathology and Laboratory section of the code set, a PLA code does not fulfill Category I code criteria. PLA codes are not required to fulfill the Category I criteria. The standards for inclusion in the PLA section are: The test must be commercially available in the United States for use on human specimens and The clinical laboratory or manufacturer that offers the test must request the code. For similar laboratory analyses that fulfill Category I criteria, see codes listed in the numeric 80000 series. When a PLA code is available to report a given proprietary laboratory service, that PLA code takes precedence. The service should not be reported with any other CPT® code(s) and other CPT® code(s) should not be used to report services that may be reported with that specific PLA code. These codes encompass all analytical services required for the analysis (eg, cell lysis, nucleic acid stabilization, extraction, digestion, amplification, hybridization and detection). For molecular analyses, additional procedures that are required prior to cell lysis (eg, microdissection [codes 88380 and 88381]) may be reported separately. Codes in this subsection are released on a quarterly basis to expedite dissemination for reporting. PLA codes will be published electronically on the AMA CPT® website (ama-assn.org/cpt-pla-codes), distributed via CPT® data files on a quarterly basis, and, at a minimum, made available in print annually in the CPT® codebook. See the Introduction section of the CPT® code set for a complete list of the dates of release and implementation. All codes that are included in this section are also included in Appendix O, with the procedure's proprietary name. In order to report a PLA code, the analysis performed must fulfill the code descriptor and must be the test represented by the proprietary name listed in Appendix O. In some instances, the descriptor language of PLA codes may be identical and the code may only be differentiated by the listed proprietary name in Appendix O. When more than one PLA has an identical descriptor, the codes will be denoted by the symbol "â™“." All PLA tests will have assigned codes in the PLA section of the code set. Any PLA coded test(s) that satisfies Category I criteria and has been accepted by the CPT® Editorial Panel will be designated by the addition of the symbol "^" to the existing PLA code and will remain in the PLA section of the code set. If a proprietary test has already been accepted for a Category I code and a code has not been published, subsequent application for a PLA code will take precedence. The code will only be placed in the PLA section. The accuracy of a PLA code is to be maintained by the original applicant, or the current owner of the test kit or laboratory performing the proprietary test. A new PLA code is required when: 1. Additional nucleic acid (DNA or RNA) and/or protein analysis(es) are added to the current PLA test, or 2. The name of the PLA test has changed in association with changes in test performance or test characteristics. The addition or modification of the therapeutic applications of the test require submission of a code change application, but it may not require a new code number. | 0001U-0599U | https://www.aapc.com/codes/cpt-codes/0169U | 2025-10-27T17:22:48.412679Z
0170U | Neurology (autism spectrum disorder [ASD]), RNA, next-generation sequencing, saliva, algorithmic analysis, and results reported as predictive probability of ASD diagnosis | This is a Proprietary Laboratory Analyses (PLA) code, meaning that the code applies to only one unique lab test made by a specific manufacturer or performed by a specific lab. Report 0170U for the Clarifi™ test from Quadrant Biosciences, Inc, which is a saliva–based panel evaluating 32 small RNAs, plus algorithmic analysis of results, to allow earlier identification and intervention for children with autism spectrum disorder (ASD). Explanation The lab analyst processes the patient saliva sample and evaluates the specimen for 32 small RNAs that have been identified as markers for autism spectrum disorder (ASD). The test is a multianalyte assay with algorithmic analyses (MAAA that uses an algorithm to analyze the saliva test results and possibly other patient data to report a low likelihood of autism or a high likelihood of autism. Clinicians may order this test for young patients who have a positive score on the behavioral evaluation Modified Checklist for Autism in Toddlers Revised (MCHAT–R) who do not have contraindications to identify patients for earlier autism evaluation, diagnosis, and intervention. ASD is a developmental disorder in children that mainly affects communication skills and social interaction but may also include a restricted range of interests or repetitive behaviors of varying degrees. Terminology Algorithm: A specific set of step–by–step calculations using defined inputs at each step to produce a useful output; for multianalyte assays with algorithmic analyses (MAAA), the output involves some sort of diagnostic or prognostic information about treatment options or disease outcomes. Multianalyte assays with algorithmic analyses (MAAA): A set of codes generally unique to a single clinical laboratory or manufacture; they typically list all the analytic and algorithmic analysis for a type of disease, such cancer; the type and number of analytes, such as proteins; the lab methods, such as immunoassay; the specimen type, such as blood; and the result type, such as prognostic risk score. Ribonucleic acid (RNA): One of the essential building blocks of life, along with deoxyribonucleic acid (DNA) and proteins; RNA acts as a messenger (mRNA), carrying genetic information from DNA to proteins, helps regulate cellular processes, and, like enzymes, can speed up chemical reactions; RNA, rather than DNA, carries genetic information in some important viruses. Tips Use this code only for the Clarifi™ test from Quadrant Biosciences, Inc; report one unit of this code for a single specimen analyzed on a single date of service. Some payers may pay separately for the collection of the specimen; check with the appropriate payer. Be sure to distinguish this test from other autism–related PLA codes, such as 0063U for the NPDX ASD ADM Panel I test from Stemina Biomarker Discovery Inc. Additional Info “U” codes are included in the CPT® code set to identify specific proprietary laboratory analyses (PLA) tests. PLA codes take precedence over the usual 80000 series codes for laboratory/pathology. Use this code only for the above–described test; do not report this test using any other CPT® code. PLA code descriptors follow existing code conventions when possible, and lab techniques used include multianalyte assays with algorithmic analyses (MAAA) and genomic sequencing procedures (GSP), among others. Read Less | Range Specific Guideline Proprietary laboratory analyses (PLA) codes describe proprietary clinical laboratory analyses and can be either provided by a single ("sole-source") laboratory or licensed or marketed to multiple providing laboratories (eg, cleared or approved by the Food and Drug Administration [FDA]). This subsection includes advanced diagnostic laboratory tests (ADLTs) and clinical diagnostic laboratory tests (CDLTs), as defined under the Protecting Access to Medicare Act (PAMA) of 2014. These analyses may include a range of medical laboratory tests including, but not limited to, multianalyte assays with algorithmic analyses (MAAA) and genomic sequencing procedures (GSP). The descriptor nomenclature follows, where possible, existing code conventions (eg, MAAA, GSP). Unless specifically noted, even though the Proprietary Laboratory Analyses section of the code set is located at the end of the Pathology and Laboratory section of the code set, a PLA code does not fulfill Category I code criteria. PLA codes are not required to fulfill the Category I criteria. The standards for inclusion in the PLA section are: The test must be commercially available in the United States for use on human specimens and The clinical laboratory or manufacturer that offers the test must request the code. For similar laboratory analyses that fulfill Category I criteria, see codes listed in the numeric 80000 series. When a PLA code is available to report a given proprietary laboratory service, that PLA code takes precedence. The service should not be reported with any other CPT® code(s) and other CPT® code(s) should not be used to report services that may be reported with that specific PLA code. These codes encompass all analytical services required for the analysis (eg, cell lysis, nucleic acid stabilization, extraction, digestion, amplification, hybridization and detection). For molecular analyses, additional procedures that are required prior to cell lysis (eg, microdissection [codes 88380 and 88381]) may be reported separately. Codes in this subsection are released on a quarterly basis to expedite dissemination for reporting. PLA codes will be published electronically on the AMA CPT® website (ama-assn.org/cpt-pla-codes), distributed via CPT® data files on a quarterly basis, and, at a minimum, made available in print annually in the CPT® codebook. See the Introduction section of the CPT® code set for a complete list of the dates of release and implementation. All codes that are included in this section are also included in Appendix O, with the procedure's proprietary name. In order to report a PLA code, the analysis performed must fulfill the code descriptor and must be the test represented by the proprietary name listed in Appendix O. In some instances, the descriptor language of PLA codes may be identical and the code may only be differentiated by the listed proprietary name in Appendix O. When more than one PLA has an identical descriptor, the codes will be denoted by the symbol "â™“." All PLA tests will have assigned codes in the PLA section of the code set. Any PLA coded test(s) that satisfies Category I criteria and has been accepted by the CPT® Editorial Panel will be designated by the addition of the symbol "^" to the existing PLA code and will remain in the PLA section of the code set. If a proprietary test has already been accepted for a Category I code and a code has not been published, subsequent application for a PLA code will take precedence. The code will only be placed in the PLA section. The accuracy of a PLA code is to be maintained by the original applicant, or the current owner of the test kit or laboratory performing the proprietary test. A new PLA code is required when: 1. Additional nucleic acid (DNA or RNA) and/or protein analysis(es) are added to the current PLA test, or 2. The name of the PLA test has changed in association with changes in test performance or test characteristics. The addition or modification of the therapeutic applications of the test require submission of a code change application, but it may not require a new code number. | 0001U-0599U | https://www.aapc.com/codes/cpt-codes/0170U | 2025-10-27T17:23:06.675809Z
0171U | Targeted genomic sequence analysis panel, acute myeloid leukemia, myelodysplastic syndrome, and myeloproliferative neoplasms, DNA analysis, 23 genes, interrogation for sequence variants, rearrangements and minimal residual disease, reported as presence/absence | This is a Proprietary Laboratory Analyses (PLA) code, meaning that the code applies to only one unique lab test made by a specific manufacturer or performed by a specific lab. Report 0171U for the MyMRD® NGS Panel test from the Laboratory for Personalized Molecular Medicine, which uses a blood or bone marrow specimen to pinpoint minimal residual disease (MRD) using next–generation sequencing (NGS) to target mutation hotspots in 23 genes that may drive myeloid malignancies, including acute myeloid leukemia (AML), myeloproliferative neoplasms(MPN), and myelodysplastic syndromes (MDS). Explanation The lab analyst processes the blood or bone marrow specimen to obtain purified, high–quality genomic DNA, then uses next–generation sequencing (NGS) to evaluate mutation hotspots in 23 genes (ASXL1 BRAF CALR CEBPA CSF3R DNMT3A FLT3 IDH1 IDH2 JAK2 KIT KRAS MPL NPM1 NRAS PTPN11 RUNX1 SF3B1 SRSF2 TP53 ZRSR2 CBFB–MYH11 KMT2A RUNX1–RUNX1T1), including single nucleotide variants (SNVs) and structural variant breakpoints. The test includes an evaluation of results against a bioinformatics database. The test is a multianalyte assay with algorithmic analyses (MAAA that uses an algorithm to analyze the test results and possibly other patient data to report the presence or absence of minimal residual disease (MRD). Clinicians order this test for patients with myeloid malignancies to pinpoint MRD and detect mutation combinations that may impact prognosis and reoccurrence and guide treatment decisions. Terminology Algorithm: A specific set of step–by–step calculations using defined inputs at each step to produce a useful output; for multianalyte assays with algorithmic analyses (MAAA), the output involves some sort of diagnostic or prognostic information about treatment options or disease outcomes. Deoxyribonucleic acid (DNA): A form of nucleic acid that consists of a sequence of specific biological chemicals (nucleotides) that carry genetic information. Gene: Specific nucleic acid sequence associated with a unique function in the body, such as the production of a specific protein. Genome: The entire genetic material of an organism, which means the entire DNA sequence. Genomic sequencing procedures (GSPs): Tests that use germline or neoplastic specimens to simultaneously analyze DNA or RNA sequences, typically for a combination of many genes or even an entire exome or genome; the tests often employ technology such as next–generation sequencing (NGS) to identify changes to nucleic acid sequences or possibly other variations, such as copy number or chromosomal structure, and then use bioinformatics to compare the findings to known genetic changes relevant to a specific clinical condition. Multianalyte assays with algorithmic analyses (MAAA): A set of codes generally unique to a single clinical laboratory or manufacture; they typically list all the analytic and algorithmic analysis for a type of disease, such cancer; the type and number of analytes, such as proteins; the lab methods, such as immunoassay; the specimen type, such as blood; and the result type, such as prognostic risk score. Mutation: An alteration in a deoxyribonucleic acid (DNA) sequence that may lead to pathologic changes in the organism. Myelodysplastic syndromes: Cancers that occur when immature blood cells created by the bone marrow fail to mature into red or white blood cells or platelets. Myeloid leukemia: A type of blood cancer that occurs when myeloblasts (immature blood cells in the bone marrow) enter the bloodstream or when the bone marrow (the spongy tissue inside large bones) produces abnormal white blood cells which then overwhelm or replace healthy blood cells and keep the blood from functioning as it should. Myeloproliferative neoplasms: A broad term for various blood cancers, including chronic myelogenous leukemia (CML), polycythemia vera, primary myelofibrosis (also called chronic idiopathic myelofibrosis), essential thrombocytopenia, chronic neutrophilic leukemia, and chronic lymphocytic leukemia (CML); these cancers occur when the bone marrow makes too many white or red blood cells or platelets. Variant: A gene that differs from the usual nucleic acid sequence due to events such as nucleotide deletions or insertions or substitutions; may cause conditions such as genetic disorders or cancer. Tips Use this code only for the MyMRD® NGS Panel test from the Laboratory for Personalized Molecular Medicine; report one unit of this code for a single specimen analyzed on a single date of service. Some payers may pay separately for the collection of the specimen; check with the appropriate payer. Additional Info “U” codes are included in the CPT® code set to identify specific proprietary laboratory analyses (PLA) tests. PLA codes take precedence over the usual 80000 series codes for laboratory/pathology. Use this code only for the above–described test; do not report this test using any other CPT® code. PLA code descriptors follow existing code conventions when possible, and lab techniques used include multianalyte assays with algorithmic analyses (MAAA) and genomic sequencing procedures (GSP), among others. Read Less | Range Specific Guideline Proprietary laboratory analyses (PLA) codes describe proprietary clinical laboratory analyses and can be either provided by a single ("sole-source") laboratory or licensed or marketed to multiple providing laboratories (eg, cleared or approved by the Food and Drug Administration [FDA]). This subsection includes advanced diagnostic laboratory tests (ADLTs) and clinical diagnostic laboratory tests (CDLTs), as defined under the Protecting Access to Medicare Act (PAMA) of 2014. These analyses may include a range of medical laboratory tests including, but not limited to, multianalyte assays with algorithmic analyses (MAAA) and genomic sequencing procedures (GSP). The descriptor nomenclature follows, where possible, existing code conventions (eg, MAAA, GSP). Unless specifically noted, even though the Proprietary Laboratory Analyses section of the code set is located at the end of the Pathology and Laboratory section of the code set, a PLA code does not fulfill Category I code criteria. PLA codes are not required to fulfill the Category I criteria. The standards for inclusion in the PLA section are: The test must be commercially available in the United States for use on human specimens and The clinical laboratory or manufacturer that offers the test must request the code. For similar laboratory analyses that fulfill Category I criteria, see codes listed in the numeric 80000 series. When a PLA code is available to report a given proprietary laboratory service, that PLA code takes precedence. The service should not be reported with any other CPT® code(s) and other CPT® code(s) should not be used to report services that may be reported with that specific PLA code. These codes encompass all analytical services required for the analysis (eg, cell lysis, nucleic acid stabilization, extraction, digestion, amplification, hybridization and detection). For molecular analyses, additional procedures that are required prior to cell lysis (eg, microdissection [codes 88380 and 88381]) may be reported separately. Codes in this subsection are released on a quarterly basis to expedite dissemination for reporting. PLA codes will be published electronically on the AMA CPT® website (ama-assn.org/cpt-pla-codes), distributed via CPT® data files on a quarterly basis, and, at a minimum, made available in print annually in the CPT® codebook. See the Introduction section of the CPT® code set for a complete list of the dates of release and implementation. All codes that are included in this section are also included in Appendix O, with the procedure's proprietary name. In order to report a PLA code, the analysis performed must fulfill the code descriptor and must be the test represented by the proprietary name listed in Appendix O. In some instances, the descriptor language of PLA codes may be identical and the code may only be differentiated by the listed proprietary name in Appendix O. When more than one PLA has an identical descriptor, the codes will be denoted by the symbol "â™“." All PLA tests will have assigned codes in the PLA section of the code set. Any PLA coded test(s) that satisfies Category I criteria and has been accepted by the CPT® Editorial Panel will be designated by the addition of the symbol "^" to the existing PLA code and will remain in the PLA section of the code set. If a proprietary test has already been accepted for a Category I code and a code has not been published, subsequent application for a PLA code will take precedence. The code will only be placed in the PLA section. The accuracy of a PLA code is to be maintained by the original applicant, or the current owner of the test kit or laboratory performing the proprietary test. A new PLA code is required when: 1. Additional nucleic acid (DNA or RNA) and/or protein analysis(es) are added to the current PLA test, or 2. The name of the PLA test has changed in association with changes in test performance or test characteristics. The addition or modification of the therapeutic applications of the test require submission of a code change application, but it may not require a new code number. | 0001U-0599U | https://www.aapc.com/codes/cpt-codes/0171U | 2025-10-27T17:23:24.149570Z
0172U | Oncology (solid tumor as indicated by the label), somatic mutation analysis of BRCA1 (BRCA1, DNA repair associated), BRCA2 (BRCA2, DNA repair associated) and analysis of homologous recombination deficiency pathways, DNA, formalin-fixed paraffin-embedded tissue, algorithm quantifying tumor genomic instability score | This is a Proprietary Laboratory Analyses (PLA) code, meaning that the code applies to only one unique lab test made by a specific manufacturer or performed by a specific lab. Report 0172U for the myChoice® CDx test from Myriad Genetics Laboratories, which determines homologous recombination deficiency (HRD) status using somatic mutation analysis to detect variants in tumor suppressor genes BRCA1 and BRCA2. The test uses DNA from formalin–fixed paraffin–embedded tissues of solid organ tumors. The resulting genomic instability score provides an algorithmic measurement of certain biomarkers valuable for selection of ovarian cancer treatment. Explanation The lab analyst performs next generation sequencing–based in vitro testing using formalin–fixed paraffin–embedded tissue of solid organ tumors. The specimen undergoes multiple steps, such as fragmentation, end repair and adenylation, adapter ligation, amplification, hybridization, sequencing, and data analysis. Testing detects sequence variants and genomic rearrangements in BRCA1 and BRCA2 and analyzes genomic instability. Processes also include BRCA1 and BRCA2 variant classification, genomic instability classification, and results reporting. Clinicians may order this test for patients with ovarian cancer. A positive genomic instability calculation status (meaning test results show homologous recombination deficiency) or clinically significant variants in BRCA1 or BRCA2 supports use of certain therapies. Both BRCA1 and BRCA2 are tumor suppressor genes, and many heritable changes or mutation to these genes are associated with breast and ovarian cancer, as well as other cancers such as fallopian–tube cancer and melanoma. The BRCA gene plays a role in homologous recombination repair, which is how cells repair double–stranded DNA breaks. Mutation of this gene may lead to homologous recombination deficiency (HRD), which increases genetic material instability. Terminology Algorithm: A specific set of step–by–step calculations using defined inputs at each step to produce a useful output. Biomarker or biological marker: A measurable substance that is an indicator of a condition, disease, or normal or abnormal process. Gene: Specific nucleic acid sequence associated with a unique function in the body such as production of a specific protein. Mutation: An alteration in a deoxyribonucleic acid (DNA) sequence that may lead to pathologic changes in the organism. Next–generation sequencing (NGS): A general term for number of different modern DNA and RNA sequencing technologies that are quicker and cheaper than the previous methods; also known as high–throughput sequencing. Oncogenesis: Transformation of normal cells into cancer cells; also called carcinogenesis. Somatic mutation: Acquired, not inherited, point mutations and small insertions and deletions occurring in cancer cells. Tips Use this code only for the myChoice® CDx test from Myriad Genetics Laboratories; report one unit of this code for a single specimen analyzed on a single date of service. You may separately report prep work that precedes cell lysis, when documented. Additional Info “U” codes are included in the CPT® code set to identify specific proprietary laboratory analyses (PLA) tests. PLA codes take precedence over the usual 80000 series codes for laboratory/pathology. Use this code only for the above–described test; do not report this test using any other CPT® code. PLA code descriptors follow existing code conventions when possible, and lab techniques used include multianalyte assays with algorithmic analyses (MAAA) and genomic sequencing procedures (GSP), among others. Read Less | Range Specific Guideline Proprietary laboratory analyses (PLA) codes describe proprietary clinical laboratory analyses and can be either provided by a single ("sole-source") laboratory or licensed or marketed to multiple providing laboratories (eg, cleared or approved by the Food and Drug Administration [FDA]). This subsection includes advanced diagnostic laboratory tests (ADLTs) and clinical diagnostic laboratory tests (CDLTs), as defined under the Protecting Access to Medicare Act (PAMA) of 2014. These analyses may include a range of medical laboratory tests including, but not limited to, multianalyte assays with algorithmic analyses (MAAA) and genomic sequencing procedures (GSP). The descriptor nomenclature follows, where possible, existing code conventions (eg, MAAA, GSP). Unless specifically noted, even though the Proprietary Laboratory Analyses section of the code set is located at the end of the Pathology and Laboratory section of the code set, a PLA code does not fulfill Category I code criteria. PLA codes are not required to fulfill the Category I criteria. The standards for inclusion in the PLA section are: The test must be commercially available in the United States for use on human specimens and The clinical laboratory or manufacturer that offers the test must request the code. For similar laboratory analyses that fulfill Category I criteria, see codes listed in the numeric 80000 series. When a PLA code is available to report a given proprietary laboratory service, that PLA code takes precedence. The service should not be reported with any other CPT® code(s) and other CPT® code(s) should not be used to report services that may be reported with that specific PLA code. These codes encompass all analytical services required for the analysis (eg, cell lysis, nucleic acid stabilization, extraction, digestion, amplification, hybridization and detection). For molecular analyses, additional procedures that are required prior to cell lysis (eg, microdissection [codes 88380 and 88381]) may be reported separately. Codes in this subsection are released on a quarterly basis to expedite dissemination for reporting. PLA codes will be published electronically on the AMA CPT® website (ama-assn.org/cpt-pla-codes), distributed via CPT® data files on a quarterly basis, and, at a minimum, made available in print annually in the CPT® codebook. See the Introduction section of the CPT® code set for a complete list of the dates of release and implementation. All codes that are included in this section are also included in Appendix O, with the procedure's proprietary name. In order to report a PLA code, the analysis performed must fulfill the code descriptor and must be the test represented by the proprietary name listed in Appendix O. In some instances, the descriptor language of PLA codes may be identical and the code may only be differentiated by the listed proprietary name in Appendix O. When more than one PLA has an identical descriptor, the codes will be denoted by the symbol "â™“." All PLA tests will have assigned codes in the PLA section of the code set. Any PLA coded test(s) that satisfies Category I criteria and has been accepted by the CPT® Editorial Panel will be designated by the addition of the symbol "^" to the existing PLA code and will remain in the PLA section of the code set. If a proprietary test has already been accepted for a Category I code and a code has not been published, subsequent application for a PLA code will take precedence. The code will only be placed in the PLA section. The accuracy of a PLA code is to be maintained by the original applicant, or the current owner of the test kit or laboratory performing the proprietary test. A new PLA code is required when: 1. Additional nucleic acid (DNA or RNA) and/or protein analysis(es) are added to the current PLA test, or 2. The name of the PLA test has changed in association with changes in test performance or test characteristics. The addition or modification of the therapeutic applications of the test require submission of a code change application, but it may not require a new code number. | 0001U-0599U | https://www.aapc.com/codes/cpt-codes/0172U | 2025-10-27T17:23:41.467498Z
0173U | Psychiatry (ie, depression, anxiety), genomic analysis panel, includes variant analysis of 14 genes | This is a Proprietary Laboratory Analyses (PLA) code, meaning that the code applies to only one unique lab test made by a specific manufacturer or performed by a specific lab. Report 0173U for the Psych HealthPGx Panel test from RPRD Diagnostics, which evaluates gene sequence variants of 14 genes to inform decisions about appropriate psychiatric therapies. Explanation Using a patient specimen such as blood, the lab analyst performs the technical steps required for the Psych HealthPGX Panel to identify genetic variation in 14 genes. For example, the testing may analyze genes that contribute to forming or breaking down certain molecules inside of cells. Mutations to these genes can impact breakdown of medications, either speeding or slowing the process, thus impacting drug efficacy and toxicity. Clinicians may order this test for patients diagnosed with psychological disorders such as depression, anxiety, and many more. This test may help clinicians with personalized drug recommendations and avoidance of adverse drug reactions for the patient. Terminology Gene: Specific nucleic acid sequence associated with a unique function in the body such as production of a specific protein. Mutation: Alteration in DNA sequence that may lead to pathologic changes in the organism. Tips Use this code only for the appropriate proprietary test; report one unit of this code for a single specimen analyzed on a single date of service. Some payers may pay separately for collecting the specimen using a code such as 36415. Additional Info “U” codes are included in the CPT® code set to identify specific proprietary laboratory analyses (PLA) tests. PLA codes take precedence over the usual 80000 series codes for laboratory/pathology. Use this code only for the above–described test; do not report this test using any other CPT® code. PLA code descriptors follow existing code conventions when possible, and lab techniques used include multianalyte assays with algorithmic analyses (MAAA) and genomic sequencing procedures (GSP), among others. Read Less | Range Specific Guideline Proprietary laboratory analyses (PLA) codes describe proprietary clinical laboratory analyses and can be either provided by a single ("sole-source") laboratory or licensed or marketed to multiple providing laboratories (eg, cleared or approved by the Food and Drug Administration [FDA]). This subsection includes advanced diagnostic laboratory tests (ADLTs) and clinical diagnostic laboratory tests (CDLTs), as defined under the Protecting Access to Medicare Act (PAMA) of 2014. These analyses may include a range of medical laboratory tests including, but not limited to, multianalyte assays with algorithmic analyses (MAAA) and genomic sequencing procedures (GSP). The descriptor nomenclature follows, where possible, existing code conventions (eg, MAAA, GSP). Unless specifically noted, even though the Proprietary Laboratory Analyses section of the code set is located at the end of the Pathology and Laboratory section of the code set, a PLA code does not fulfill Category I code criteria. PLA codes are not required to fulfill the Category I criteria. The standards for inclusion in the PLA section are: The test must be commercially available in the United States for use on human specimens and The clinical laboratory or manufacturer that offers the test must request the code. For similar laboratory analyses that fulfill Category I criteria, see codes listed in the numeric 80000 series. When a PLA code is available to report a given proprietary laboratory service, that PLA code takes precedence. The service should not be reported with any other CPT® code(s) and other CPT® code(s) should not be used to report services that may be reported with that specific PLA code. These codes encompass all analytical services required for the analysis (eg, cell lysis, nucleic acid stabilization, extraction, digestion, amplification, hybridization and detection). For molecular analyses, additional procedures that are required prior to cell lysis (eg, microdissection [codes 88380 and 88381]) may be reported separately. Codes in this subsection are released on a quarterly basis to expedite dissemination for reporting. PLA codes will be published electronically on the AMA CPT® website (ama-assn.org/cpt-pla-codes), distributed via CPT® data files on a quarterly basis, and, at a minimum, made available in print annually in the CPT® codebook. See the Introduction section of the CPT® code set for a complete list of the dates of release and implementation. All codes that are included in this section are also included in Appendix O, with the procedure's proprietary name. In order to report a PLA code, the analysis performed must fulfill the code descriptor and must be the test represented by the proprietary name listed in Appendix O. In some instances, the descriptor language of PLA codes may be identical and the code may only be differentiated by the listed proprietary name in Appendix O. When more than one PLA has an identical descriptor, the codes will be denoted by the symbol "â™“." All PLA tests will have assigned codes in the PLA section of the code set. Any PLA coded test(s) that satisfies Category I criteria and has been accepted by the CPT® Editorial Panel will be designated by the addition of the symbol "^" to the existing PLA code and will remain in the PLA section of the code set. If a proprietary test has already been accepted for a Category I code and a code has not been published, subsequent application for a PLA code will take precedence. The code will only be placed in the PLA section. The accuracy of a PLA code is to be maintained by the original applicant, or the current owner of the test kit or laboratory performing the proprietary test. A new PLA code is required when: 1. Additional nucleic acid (DNA or RNA) and/or protein analysis(es) are added to the current PLA test, or 2. The name of the PLA test has changed in association with changes in test performance or test characteristics. The addition or modification of the therapeutic applications of the test require submission of a code change application, but it may not require a new code number. | 0001U-0599U | https://www.aapc.com/codes/cpt-codes/0173U | 2025-10-27T17:23:58.570472Z
0174U | Oncology (solid tumor), mass spectrometric 30 protein targets, formalin-fixed paraffin-embedded tissue, prognostic and predictive algorithm reported as likely, unlikely, or uncertain benefit of 39 chemotherapy and targeted therapeutic oncology agents | This is a Proprietary Laboratory Analyses (PLA) code, meaning that the code applies to only one unique lab test made by a specific manufacturer or performed by a specific lab. Report 0174U for the LC–MS/MS Targeted Proteomic Assay, from OncoOmicDx Laboratory. The test is a liquid chromatography (LC) mass spectrometric (MS) analysis of 30 proteins using formalin–fixed paraffin–embedded (FFPE) tissue of solid organ tumors. Explanation The lab analyst processes the sample and performs targeted analysis using LC–MS/MS to isolate 30 proteins from formalin–fixed paraffin–embedded (FFPE) tumor tissue. LC–MS/MS is an automated laboratory test that combines liquid chromatography (LC), which separates components by passing the mixture through a mobile phase in which the components move at different rates, and two mass spectrometry (MS) steps, first to identify components by mass–to–charge ratio, and then to quantify the amounts of the components. The test includes a predictive algorithm to report whether a patient may benefit from 39 chemotherapy and other therapeutic oncology agents. The results are listed as likely, unlikely, or uncertain. Clinicians may order this test to identify whether a patient with cancer may be a candidate for specific targeted therapies for cancers such as melanoma, non–small cell lung, breast, ovarian, and others. Terminology Chemotherapy: Treatment using chemical agents and drugs, typically for cancer, autoimmune, or genetic conditions. Melanoma: A deadly form of cancer, primarily of the skin, but it can affect other organs that contain melanocytes, cells that produce the pigment melanin. Tips Use this code only for the appropriate proprietary test; report one unit of this code for a single specimen analyzed on a single date of service. You may separately report prep work that precedes cell lysis, when documented. Additional Info “U” codes are included in the CPT® code set to identify specific proprietary laboratory analyses (PLA) tests. PLA codes take precedence over the usual 80000 series codes for laboratory/pathology. Use this code only for the above–described test; do not report this test using any other CPT® code. PLA code descriptors follow existing code conventions when possible, and lab techniques used include multianalyte assays with algorithmic analyses (MAAA) and genomic sequencing procedures (GSP), among others. Read Less | Range Specific Guideline Proprietary laboratory analyses (PLA) codes describe proprietary clinical laboratory analyses and can be either provided by a single ("sole-source") laboratory or licensed or marketed to multiple providing laboratories (eg, cleared or approved by the Food and Drug Administration [FDA]). This subsection includes advanced diagnostic laboratory tests (ADLTs) and clinical diagnostic laboratory tests (CDLTs), as defined under the Protecting Access to Medicare Act (PAMA) of 2014. These analyses may include a range of medical laboratory tests including, but not limited to, multianalyte assays with algorithmic analyses (MAAA) and genomic sequencing procedures (GSP). The descriptor nomenclature follows, where possible, existing code conventions (eg, MAAA, GSP). Unless specifically noted, even though the Proprietary Laboratory Analyses section of the code set is located at the end of the Pathology and Laboratory section of the code set, a PLA code does not fulfill Category I code criteria. PLA codes are not required to fulfill the Category I criteria. The standards for inclusion in the PLA section are: The test must be commercially available in the United States for use on human specimens and The clinical laboratory or manufacturer that offers the test must request the code. For similar laboratory analyses that fulfill Category I criteria, see codes listed in the numeric 80000 series. When a PLA code is available to report a given proprietary laboratory service, that PLA code takes precedence. The service should not be reported with any other CPT® code(s) and other CPT® code(s) should not be used to report services that may be reported with that specific PLA code. These codes encompass all analytical services required for the analysis (eg, cell lysis, nucleic acid stabilization, extraction, digestion, amplification, hybridization and detection). For molecular analyses, additional procedures that are required prior to cell lysis (eg, microdissection [codes 88380 and 88381]) may be reported separately. Codes in this subsection are released on a quarterly basis to expedite dissemination for reporting. PLA codes will be published electronically on the AMA CPT® website (ama-assn.org/cpt-pla-codes), distributed via CPT® data files on a quarterly basis, and, at a minimum, made available in print annually in the CPT® codebook. See the Introduction section of the CPT® code set for a complete list of the dates of release and implementation. All codes that are included in this section are also included in Appendix O, with the procedure's proprietary name. In order to report a PLA code, the analysis performed must fulfill the code descriptor and must be the test represented by the proprietary name listed in Appendix O. In some instances, the descriptor language of PLA codes may be identical and the code may only be differentiated by the listed proprietary name in Appendix O. When more than one PLA has an identical descriptor, the codes will be denoted by the symbol "â™“." All PLA tests will have assigned codes in the PLA section of the code set. Any PLA coded test(s) that satisfies Category I criteria and has been accepted by the CPT® Editorial Panel will be designated by the addition of the symbol "^" to the existing PLA code and will remain in the PLA section of the code set. If a proprietary test has already been accepted for a Category I code and a code has not been published, subsequent application for a PLA code will take precedence. The code will only be placed in the PLA section. The accuracy of a PLA code is to be maintained by the original applicant, or the current owner of the test kit or laboratory performing the proprietary test. A new PLA code is required when: 1. Additional nucleic acid (DNA or RNA) and/or protein analysis(es) are added to the current PLA test, or 2. The name of the PLA test has changed in association with changes in test performance or test characteristics. The addition or modification of the therapeutic applications of the test require submission of a code change application, but it may not require a new code number. | 0001U-0599U | https://www.aapc.com/codes/cpt-codes/0174U | 2025-10-27T17:24:15.690003Z
0175U | Psychiatry (eg, depression, anxiety), genomic analysis panel, variant analysis of 15 genes | This is a Proprietary Laboratory Analyses (PLA) code, meaning that the code applies to only one unique lab test made by a specific manufacturer or performed by a specific lab. Report 0175U for the Genomind® Professional PGx Express™ CORE test, which evaluates gene sequence variants of 15 genes that might indicate possible appropriate psychiatric therapies. Explanation Using a patient specimen, such as blood, the lab analyst performs the technical steps required for the Genomind® Professional PGx Express™ CORE test to identify genetic variation in 15 genes. For example, the testing may analyze genes that contribute to forming or breaking down certain molecules inside of cells. Mutations to these genes can impact breakdown of medications, either speeding or slowing the process, thus impacting drug efficacy and toxicity. Clinicians may order this test for patients diagnosed with psychological disorders such as depression, anxiety, and many more. This test may help clinicians with personalized drug recommendations and avoidance of adverse drug reactions for the patient. Terminology Gene: Specific nucleic acid sequence associated with a unique function in the body such as production of a specific protein. Mutation: Alteration in DNA sequence that may lead to pathologic changes in the organism. Tips Use this code only for the appropriate proprietary test; report one unit of this code for a single specimen analyzed on a single date of service. Some payers may pay separately for collecting the specimen using a code such as 36415. Additional Info “U” codes are included in the CPT® code set to identify specific proprietary laboratory analyses (PLA) tests. PLA codes take precedence over the usual 80000 series codes for laboratory/pathology. Use this code only for the above–described test; do not report this test using any other CPT® code. PLA code descriptors follow existing code conventions when possible, and lab techniques used include multianalyte assays with algorithmic analyses (MAAA) and genomic sequencing procedures (GSP), among others. Read Less | Range Specific Guideline Proprietary laboratory analyses (PLA) codes describe proprietary clinical laboratory analyses and can be either provided by a single ("sole-source") laboratory or licensed or marketed to multiple providing laboratories (eg, cleared or approved by the Food and Drug Administration [FDA]). This subsection includes advanced diagnostic laboratory tests (ADLTs) and clinical diagnostic laboratory tests (CDLTs), as defined under the Protecting Access to Medicare Act (PAMA) of 2014. These analyses may include a range of medical laboratory tests including, but not limited to, multianalyte assays with algorithmic analyses (MAAA) and genomic sequencing procedures (GSP). The descriptor nomenclature follows, where possible, existing code conventions (eg, MAAA, GSP). Unless specifically noted, even though the Proprietary Laboratory Analyses section of the code set is located at the end of the Pathology and Laboratory section of the code set, a PLA code does not fulfill Category I code criteria. PLA codes are not required to fulfill the Category I criteria. The standards for inclusion in the PLA section are: The test must be commercially available in the United States for use on human specimens and The clinical laboratory or manufacturer that offers the test must request the code. For similar laboratory analyses that fulfill Category I criteria, see codes listed in the numeric 80000 series. When a PLA code is available to report a given proprietary laboratory service, that PLA code takes precedence. The service should not be reported with any other CPT® code(s) and other CPT® code(s) should not be used to report services that may be reported with that specific PLA code. These codes encompass all analytical services required for the analysis (eg, cell lysis, nucleic acid stabilization, extraction, digestion, amplification, hybridization and detection). For molecular analyses, additional procedures that are required prior to cell lysis (eg, microdissection [codes 88380 and 88381]) may be reported separately. Codes in this subsection are released on a quarterly basis to expedite dissemination for reporting. PLA codes will be published electronically on the AMA CPT® website (ama-assn.org/cpt-pla-codes), distributed via CPT® data files on a quarterly basis, and, at a minimum, made available in print annually in the CPT® codebook. See the Introduction section of the CPT® code set for a complete list of the dates of release and implementation. All codes that are included in this section are also included in Appendix O, with the procedure's proprietary name. In order to report a PLA code, the analysis performed must fulfill the code descriptor and must be the test represented by the proprietary name listed in Appendix O. In some instances, the descriptor language of PLA codes may be identical and the code may only be differentiated by the listed proprietary name in Appendix O. When more than one PLA has an identical descriptor, the codes will be denoted by the symbol "â™“." All PLA tests will have assigned codes in the PLA section of the code set. Any PLA coded test(s) that satisfies Category I criteria and has been accepted by the CPT® Editorial Panel will be designated by the addition of the symbol "^" to the existing PLA code and will remain in the PLA section of the code set. If a proprietary test has already been accepted for a Category I code and a code has not been published, subsequent application for a PLA code will take precedence. The code will only be placed in the PLA section. The accuracy of a PLA code is to be maintained by the original applicant, or the current owner of the test kit or laboratory performing the proprietary test. A new PLA code is required when: 1. Additional nucleic acid (DNA or RNA) and/or protein analysis(es) are added to the current PLA test, or 2. The name of the PLA test has changed in association with changes in test performance or test characteristics. The addition or modification of the therapeutic applications of the test require submission of a code change application, but it may not require a new code number. | 0001U-0599U | https://www.aapc.com/codes/cpt-codes/0175U | 2025-10-27T17:24:33.066813Z
0176U | Cytolethal distending toxin B (CdtB) and vinculin IgG antibodies by immunoassay (ie, ELISA) | This is a Proprietary Laboratory Analyses (PLA) code, meaning that the code applies to only one unique lab test made by a specific manufacturer or performed by a specific lab. Report 0176U for the IBSchek® test from Commonwealth Diagnostics International. The immunoassay test evaluates the presence of CdtB and vinculin IgG antibodies in the bloodstream that might indicate a patient has irritable bowel syndrome (IBS). Explanation The lab analyst performs the IBSchek® immunoassay on a specimen such as blood to measure the level of two antibodies that act as biomarkers in the bloodstream, anti–CdtB (cytolethal distending toxin B) and anti–vinculin. Antibody markers will be elevated in most patients with IBS who have diarrhea, known as IBS–D or IBS–M. The body secretes the antibodies in response to certain types of food poisoning, trying to neutralize the toxin CdtB. The body also creates antibodies to the protein vinculin. Vinculin deficiencies are associated with a decrease in cell adhesion and an increase in cell motility. The vinculin antibodies may result in damage to the small intestine nervous system and an increase in bacteria. Clinicians may order this test for patients with intestinal symptoms such as bloating, cramping, and diarrhea to help diagnose IBS as opposed to inflammatory bowel disease (IBD) and to indicate the condition as post–infectious IBS. After diagnosing the patient, the clinician may prescribe the antibiotic rifaximin. Terminology Biomarker, biological marker, biochemical marker: A measurable substance, such as an enzyme, protein, or gene, that is an indicator of a condition, disease, or normal or abnormal process. Tips Use this code only for the appropriate proprietary test; report one unit of this code for a single specimen analyzed on a single date of service. Some payers may pay separately for collecting the specimen using a code such as 36415. Additional Info “U” codes are included in the CPT® code set to identify specific proprietary laboratory analyses (PLA) tests. PLA codes take precedence over the usual 80000 series codes for laboratory/pathology. Use this code only for the above–described test; do not report this test using any other CPT® code. PLA code descriptors follow existing code conventions when possible, and lab techniques used include multianalyte assays with algorithmic analyses (MAAA) and genomic sequencing procedures (GSP), among others. Read Less | Range Specific Guideline Proprietary laboratory analyses (PLA) codes describe proprietary clinical laboratory analyses and can be either provided by a single ("sole-source") laboratory or licensed or marketed to multiple providing laboratories (eg, cleared or approved by the Food and Drug Administration [FDA]). This subsection includes advanced diagnostic laboratory tests (ADLTs) and clinical diagnostic laboratory tests (CDLTs), as defined under the Protecting Access to Medicare Act (PAMA) of 2014. These analyses may include a range of medical laboratory tests including, but not limited to, multianalyte assays with algorithmic analyses (MAAA) and genomic sequencing procedures (GSP). The descriptor nomenclature follows, where possible, existing code conventions (eg, MAAA, GSP). Unless specifically noted, even though the Proprietary Laboratory Analyses section of the code set is located at the end of the Pathology and Laboratory section of the code set, a PLA code does not fulfill Category I code criteria. PLA codes are not required to fulfill the Category I criteria. The standards for inclusion in the PLA section are: The test must be commercially available in the United States for use on human specimens and The clinical laboratory or manufacturer that offers the test must request the code. For similar laboratory analyses that fulfill Category I criteria, see codes listed in the numeric 80000 series. When a PLA code is available to report a given proprietary laboratory service, that PLA code takes precedence. The service should not be reported with any other CPT® code(s) and other CPT® code(s) should not be used to report services that may be reported with that specific PLA code. These codes encompass all analytical services required for the analysis (eg, cell lysis, nucleic acid stabilization, extraction, digestion, amplification, hybridization and detection). For molecular analyses, additional procedures that are required prior to cell lysis (eg, microdissection [codes 88380 and 88381]) may be reported separately. Codes in this subsection are released on a quarterly basis to expedite dissemination for reporting. PLA codes will be published electronically on the AMA CPT® website (ama-assn.org/cpt-pla-codes), distributed via CPT® data files on a quarterly basis, and, at a minimum, made available in print annually in the CPT® codebook. See the Introduction section of the CPT® code set for a complete list of the dates of release and implementation. All codes that are included in this section are also included in Appendix O, with the procedure's proprietary name. In order to report a PLA code, the analysis performed must fulfill the code descriptor and must be the test represented by the proprietary name listed in Appendix O. In some instances, the descriptor language of PLA codes may be identical and the code may only be differentiated by the listed proprietary name in Appendix O. When more than one PLA has an identical descriptor, the codes will be denoted by the symbol "â™“." All PLA tests will have assigned codes in the PLA section of the code set. Any PLA coded test(s) that satisfies Category I criteria and has been accepted by the CPT® Editorial Panel will be designated by the addition of the symbol "^" to the existing PLA code and will remain in the PLA section of the code set. If a proprietary test has already been accepted for a Category I code and a code has not been published, subsequent application for a PLA code will take precedence. The code will only be placed in the PLA section. The accuracy of a PLA code is to be maintained by the original applicant, or the current owner of the test kit or laboratory performing the proprietary test. A new PLA code is required when: 1. Additional nucleic acid (DNA or RNA) and/or protein analysis(es) are added to the current PLA test, or 2. The name of the PLA test has changed in association with changes in test performance or test characteristics. The addition or modification of the therapeutic applications of the test require submission of a code change application, but it may not require a new code number. | 0001U-0599U | https://www.aapc.com/codes/cpt-codes/0176U | 2025-10-27T17:24:50.584004Z
0177U | Oncology (breast cancer), DNA, PIK3CA (phosphatidylinositol-4,5-bisphosphate 3-kinase catalytic subunit alpha) gene analysis of 11 gene variants utilizing plasma, reported as PIK3CA gene mutation status | This is a Proprietary Laboratory Analyses (PLA) code, meaning that the code applies to only one unique lab test made by a specific manufacturer or performed by a specific lab. Report code 0177U for the therascreen® PIK3CA RGQ PCR Kit from QIAGEN, which is a real–time (quantitative) polymerase chain reaction (PCR) test for the detection of 11 mutations in the phosphatidylinositol 3–kinase catalytic subunit alpha (PIK3CA) gene in blood plasma. Explanation The lab analyst uses circulating tumor DNA from blood plasma taken from a patient with breast cancer and mixes it with a reagent to detect and analyze the DNA sequences of the tumor’s PIK3CA gene for the presence or absence of mutations. Real–time (quantitative) PCR is used to detect 11 mutations in the PIK3CA gene: Exon 7: C420R; Exon 9: E542K, E545A, E545D [1635G>T only], E545G, E545K, Q546E, Q546R; and Exon 20: H1047L, H1047R, H1047Y. Clinicians may order this test for patients with advanced breast cancer to determine whether they are candidates for Piqray® (alpelisib), a drug used to treat patients with hormone receptor (HR)–positive, human epidermal growth factor receptor 2 (HER2)–negative, PIK3CA–mutated, advanced or metastatic breast cancer. Terminology Deoxyribonucleic acid (DNA): A form of nucleic acid that consists of a sequence of specific biological chemicals (nucleotides) which carry genetic information. Gene: Specific nucleic acid sequence associated with a unique function in the body such as production of a specific protein. Metastasis: Cancer that has spread from its original location to another place in the body; also known as metastatic cancer. Mutation: An alteration in a deoxyribonucleic acid (DNA) sequence that may lead to pathologic changes in the organism. Tips Use this code only for the appropriate proprietary test; report one unit of this code for a single specimen analyzed on a single date of service. Some payers may pay separately for collecting the specimen using a code such as 36415. See 0155U for a similar test by the same manufacturer that uses formalin–fixed paraffin–embedded (FFPE) tissue as the specimen instead of plasma. Additional Info “U” codes are included in the CPT® code set to identify specific proprietary laboratory analyses (PLA) tests. PLA codes take precedence over the usual 80000 series codes for laboratory/pathology. Use this code only for the above–described test; do not report this test using any other CPT® code. PLA code descriptors follow existing code conventions when possible, and lab techniques used include multianalyte assays with algorithmic analyses (MAAA) and genomic sequencing procedures (GSP), among others. Read Less | Range Specific Guideline Proprietary laboratory analyses (PLA) codes describe proprietary clinical laboratory analyses and can be either provided by a single ("sole-source") laboratory or licensed or marketed to multiple providing laboratories (eg, cleared or approved by the Food and Drug Administration [FDA]). This subsection includes advanced diagnostic laboratory tests (ADLTs) and clinical diagnostic laboratory tests (CDLTs), as defined under the Protecting Access to Medicare Act (PAMA) of 2014. These analyses may include a range of medical laboratory tests including, but not limited to, multianalyte assays with algorithmic analyses (MAAA) and genomic sequencing procedures (GSP). The descriptor nomenclature follows, where possible, existing code conventions (eg, MAAA, GSP). Unless specifically noted, even though the Proprietary Laboratory Analyses section of the code set is located at the end of the Pathology and Laboratory section of the code set, a PLA code does not fulfill Category I code criteria. PLA codes are not required to fulfill the Category I criteria. The standards for inclusion in the PLA section are: The test must be commercially available in the United States for use on human specimens and The clinical laboratory or manufacturer that offers the test must request the code. For similar laboratory analyses that fulfill Category I criteria, see codes listed in the numeric 80000 series. When a PLA code is available to report a given proprietary laboratory service, that PLA code takes precedence. The service should not be reported with any other CPT® code(s) and other CPT® code(s) should not be used to report services that may be reported with that specific PLA code. These codes encompass all analytical services required for the analysis (eg, cell lysis, nucleic acid stabilization, extraction, digestion, amplification, hybridization and detection). For molecular analyses, additional procedures that are required prior to cell lysis (eg, microdissection [codes 88380 and 88381]) may be reported separately. Codes in this subsection are released on a quarterly basis to expedite dissemination for reporting. PLA codes will be published electronically on the AMA CPT® website (ama-assn.org/cpt-pla-codes), distributed via CPT® data files on a quarterly basis, and, at a minimum, made available in print annually in the CPT® codebook. See the Introduction section of the CPT® code set for a complete list of the dates of release and implementation. All codes that are included in this section are also included in Appendix O, with the procedure's proprietary name. In order to report a PLA code, the analysis performed must fulfill the code descriptor and must be the test represented by the proprietary name listed in Appendix O. In some instances, the descriptor language of PLA codes may be identical and the code may only be differentiated by the listed proprietary name in Appendix O. When more than one PLA has an identical descriptor, the codes will be denoted by the symbol "â™“." All PLA tests will have assigned codes in the PLA section of the code set. Any PLA coded test(s) that satisfies Category I criteria and has been accepted by the CPT® Editorial Panel will be designated by the addition of the symbol "^" to the existing PLA code and will remain in the PLA section of the code set. If a proprietary test has already been accepted for a Category I code and a code has not been published, subsequent application for a PLA code will take precedence. The code will only be placed in the PLA section. The accuracy of a PLA code is to be maintained by the original applicant, or the current owner of the test kit or laboratory performing the proprietary test. A new PLA code is required when: 1. Additional nucleic acid (DNA or RNA) and/or protein analysis(es) are added to the current PLA test, or 2. The name of the PLA test has changed in association with changes in test performance or test characteristics. The addition or modification of the therapeutic applications of the test require submission of a code change application, but it may not require a new code number. | 0001U-0599U | https://www.aapc.com/codes/cpt-codes/0177U | 2025-10-27T17:25:08.333541Z
0178U | Peanut allergen-specific quantitative assessment of multiple epitopes using enzyme-linked immunosorbent assay (ELISA), blood, report of minimum eliciting exposure for a clinical reaction | This is a Proprietary Laboratory Analyses (PLA) code, meaning that the code applies to only one unique lab test made by a specific manufacturer or performed by a specific lab. Report 0178U for the VeriMAP Peanut Sensitivity – Bead–based Epitope Assay test from AllerGenis™ Clinical Laboratory, which is a blood test that provides mapping of patient epitopes (immunogenic antigens in food proteins) through bead–based microarray immunoassay and reports the minimum dose of peanut protein capable of causing an allergic reaction in highly sensitized patients. Explanation Using a blood specimen, the lab analyst performs a high–resolution food–allergy test panel using a microarray of tiny antigen–coated beads that can react with antibodies from the patient specimen in a Luminex immunoassay to identify specific allergenic epitopes, which are small segments of food proteins that act as antigens. The high–throughput test can evaluate patient response to multiple epitopes and compare the results to a database of food–allergy epitope signatures to create a specific epitope map for the patient. Clinicians may order this test for patients seeking food allergy testing to provide more definitive diagnostic, prognostic, and treatment information than is available from older techniques, such as oral food challenge testing. The test identifies and reports the minimum dose of peanut protein capable of causing an allergic reaction in highly sensitized patients. Terminology Allergic reaction: The result of the body's reaction to a specific substance that otherwise seems to be harmless but causes a severe reaction in a person allergic to the substance, also known as anaphylaxis. Antibody: A protein produced by the body as an immune–system response to a specific antigen, such as a bacteria or foreign substance; lab tests may utilize reactions between antibodies and antigens to identify a substance in a patient specimen; may also be referred to as immunoglobulin. Antigen: A foreign substance that the body reacts to with an immune response, such as producing a specific antibody; lab tests may utilize reactions between antibodies and antigens to identify a substance in a patient specimen. Immunoassay: A biochemical test that uses an antibody/antigen reaction to detect and possibly quantify a specific substance present in the specimen, such as blood. Tips Use this code only for the VeriMAPTM Peanut Sensitivity – Bead–based Epitope Assay test from AllerGenis™ Clinical Laboratory; report one unit of this code for a single specimen analyzed on a single date of service. See 0165U for VeriMAPTM Peanut Dx – Bead–based Epitope Assay resulting in individual epitope results and probability of peanut allergy. Some payers may pay separately for the collection of the specimen; check with the appropriate payer. Additional Info “U” codes are included in the CPT® code set to identify specific proprietary laboratory analyses (PLA) tests. PLA codes take precedence over the usual 80000 series codes for laboratory/pathology. Use this code only for the above–described test; do not report this test with any other CPT® code. These codes may be used only for tests performed on human specimens requested by the clinical lab that offers the test. Techniques used include multianalyte assays with algorithmic analyses (MAAA) and genomic sequencing procedures (GSP), and the descriptors follow existing code conventions when possible. Read Less | Range Specific Guideline Proprietary laboratory analyses (PLA) codes describe proprietary clinical laboratory analyses and can be either provided by a single ("sole-source") laboratory or licensed or marketed to multiple providing laboratories (eg, cleared or approved by the Food and Drug Administration [FDA]). This subsection includes advanced diagnostic laboratory tests (ADLTs) and clinical diagnostic laboratory tests (CDLTs), as defined under the Protecting Access to Medicare Act (PAMA) of 2014. These analyses may include a range of medical laboratory tests including, but not limited to, multianalyte assays with algorithmic analyses (MAAA) and genomic sequencing procedures (GSP). The descriptor nomenclature follows, where possible, existing code conventions (eg, MAAA, GSP). Unless specifically noted, even though the Proprietary Laboratory Analyses section of the code set is located at the end of the Pathology and Laboratory section of the code set, a PLA code does not fulfill Category I code criteria. PLA codes are not required to fulfill the Category I criteria. The standards for inclusion in the PLA section are: The test must be commercially available in the United States for use on human specimens and The clinical laboratory or manufacturer that offers the test must request the code. For similar laboratory analyses that fulfill Category I criteria, see codes listed in the numeric 80000 series. When a PLA code is available to report a given proprietary laboratory service, that PLA code takes precedence. The service should not be reported with any other CPT® code(s) and other CPT® code(s) should not be used to report services that may be reported with that specific PLA code. These codes encompass all analytical services required for the analysis (eg, cell lysis, nucleic acid stabilization, extraction, digestion, amplification, hybridization and detection). For molecular analyses, additional procedures that are required prior to cell lysis (eg, microdissection [codes 88380 and 88381]) may be reported separately. Codes in this subsection are released on a quarterly basis to expedite dissemination for reporting. PLA codes will be published electronically on the AMA CPT® website (ama-assn.org/cpt-pla-codes), distributed via CPT® data files on a quarterly basis, and, at a minimum, made available in print annually in the CPT® codebook. See the Introduction section of the CPT® code set for a complete list of the dates of release and implementation. All codes that are included in this section are also included in Appendix O, with the procedure's proprietary name. In order to report a PLA code, the analysis performed must fulfill the code descriptor and must be the test represented by the proprietary name listed in Appendix O. In some instances, the descriptor language of PLA codes may be identical and the code may only be differentiated by the listed proprietary name in Appendix O. When more than one PLA has an identical descriptor, the codes will be denoted by the symbol "â™“." All PLA tests will have assigned codes in the PLA section of the code set. Any PLA coded test(s) that satisfies Category I criteria and has been accepted by the CPT® Editorial Panel will be designated by the addition of the symbol "^" to the existing PLA code and will remain in the PLA section of the code set. If a proprietary test has already been accepted for a Category I code and a code has not been published, subsequent application for a PLA code will take precedence. The code will only be placed in the PLA section. The accuracy of a PLA code is to be maintained by the original applicant, or the current owner of the test kit or laboratory performing the proprietary test. A new PLA code is required when: 1. Additional nucleic acid (DNA or RNA) and/or protein analysis(es) are added to the current PLA test, or 2. The name of the PLA test has changed in association with changes in test performance or test characteristics. The addition or modification of the therapeutic applications of the test require submission of a code change application, but it may not require a new code number. | 0001U-0599U | https://www.aapc.com/codes/cpt-codes/0178U | 2025-10-27T17:25:26.009504Z
0179U | Oncology (non-small cell lung cancer), cell-free DNA, targeted sequence analysis of 23 genes (single nucleotide variations, insertions and deletions, fusions without prior knowledge of partner/breakpoint, copy number variations), with report of significant mutation(s) | This is a Proprietary Laboratory Analyses (PLA) code, meaning that the code applies to only one unique lab test made by a specific manufacturer or performed by a specific lab. Report 0179U for the Resolution ctDx Lung™ test from Resolution Bioscience Inc., which evaluates cell–free DNA (cfDNA) for single nucleotide variations, insertions and deletions, fusions, and copy number variations that might indicate possible appropriate therapies for non–small cell lung cancer. Explanation The lab analyst uses a blood specimen to extract cell–free DNA for analysis. The analyst amplifies the cfDNA and uses small probes to capture circulating tumor DNA to discover mutations. The test analyzes 23 genes for single nucleotide variations, insertions and deletions, fusions, and copy number variations. The test includes a report of any significant mutations. Clinicians may order this test for patients with advanced metastatic non?small cell lung cancer (NSCLC) to determine whether they are candidates for certain therapies. Terminology Cell–free DNA (cfDNA): Nonencapsulated DNA in the form of nucleic acid fragments that enter the bloodstream during apoptosis (programmed, or normal, cell death) or necrosis (cell death due to loss of blood supply from injury, radiation, or chemicals). Deoxyribonucleic acid (DNA): A form of nucleic acid that consists of a sequence of specific biological chemicals (nucleotides) which carry genetic information. Mutation: An alteration in a deoxyribonucleic acid (DNA) sequence that may lead to pathologic changes in the organism. Tips Use this code only for the appropriate proprietary test; report one unit of this code for a single specimen analyzed on a single date of service. Some payers may pay separately for collecting the specimen using a code such as 36415. Additional Info “U” codes are included in the CPT® code set to identify specific proprietary laboratory analyses (PLA) tests. PLA codes take precedence over the usual 80000 series codes for laboratory/pathology. Use this code only for the above–described test; do not report this test using any other CPT® code. PLA code descriptors follow existing code conventions when possible, and lab techniques used include multianalyte assays with algorithmic analyses (MAAA) and genomic sequencing procedures (GSP), among others. Read Less | Range Specific Guideline Proprietary laboratory analyses (PLA) codes describe proprietary clinical laboratory analyses and can be either provided by a single ("sole-source") laboratory or licensed or marketed to multiple providing laboratories (eg, cleared or approved by the Food and Drug Administration [FDA]). This subsection includes advanced diagnostic laboratory tests (ADLTs) and clinical diagnostic laboratory tests (CDLTs), as defined under the Protecting Access to Medicare Act (PAMA) of 2014. These analyses may include a range of medical laboratory tests including, but not limited to, multianalyte assays with algorithmic analyses (MAAA) and genomic sequencing procedures (GSP). The descriptor nomenclature follows, where possible, existing code conventions (eg, MAAA, GSP). Unless specifically noted, even though the Proprietary Laboratory Analyses section of the code set is located at the end of the Pathology and Laboratory section of the code set, a PLA code does not fulfill Category I code criteria. PLA codes are not required to fulfill the Category I criteria. The standards for inclusion in the PLA section are: The test must be commercially available in the United States for use on human specimens and The clinical laboratory or manufacturer that offers the test must request the code. For similar laboratory analyses that fulfill Category I criteria, see codes listed in the numeric 80000 series. When a PLA code is available to report a given proprietary laboratory service, that PLA code takes precedence. The service should not be reported with any other CPT® code(s) and other CPT® code(s) should not be used to report services that may be reported with that specific PLA code. These codes encompass all analytical services required for the analysis (eg, cell lysis, nucleic acid stabilization, extraction, digestion, amplification, hybridization and detection). For molecular analyses, additional procedures that are required prior to cell lysis (eg, microdissection [codes 88380 and 88381]) may be reported separately. Codes in this subsection are released on a quarterly basis to expedite dissemination for reporting. PLA codes will be published electronically on the AMA CPT® website (ama-assn.org/cpt-pla-codes), distributed via CPT® data files on a quarterly basis, and, at a minimum, made available in print annually in the CPT® codebook. See the Introduction section of the CPT® code set for a complete list of the dates of release and implementation. All codes that are included in this section are also included in Appendix O, with the procedure's proprietary name. In order to report a PLA code, the analysis performed must fulfill the code descriptor and must be the test represented by the proprietary name listed in Appendix O. In some instances, the descriptor language of PLA codes may be identical and the code may only be differentiated by the listed proprietary name in Appendix O. When more than one PLA has an identical descriptor, the codes will be denoted by the symbol "â™“." All PLA tests will have assigned codes in the PLA section of the code set. Any PLA coded test(s) that satisfies Category I criteria and has been accepted by the CPT® Editorial Panel will be designated by the addition of the symbol "^" to the existing PLA code and will remain in the PLA section of the code set. If a proprietary test has already been accepted for a Category I code and a code has not been published, subsequent application for a PLA code will take precedence. The code will only be placed in the PLA section. The accuracy of a PLA code is to be maintained by the original applicant, or the current owner of the test kit or laboratory performing the proprietary test. A new PLA code is required when: 1. Additional nucleic acid (DNA or RNA) and/or protein analysis(es) are added to the current PLA test, or 2. The name of the PLA test has changed in association with changes in test performance or test characteristics. The addition or modification of the therapeutic applications of the test require submission of a code change application, but it may not require a new code number. | 0001U-0599U | https://www.aapc.com/codes/cpt-codes/0179U | 2025-10-27T17:25:43.961095Z
0180U | Red cell antigen (ABO blood group) genotyping (ABO), gene analysis Sanger/chain termination/conventional sequencing, ABO (ABO, alpha 1-3-N-acetylgalactosaminyltransferase and alpha 1-3-galactosyltransferase) gene, including subtyping, 7 exons | This is a Proprietary Laboratory Analyses (PLA) code, meaning that the code applies to only one unique lab test made by a specific manufacturer or performed by a specific lab. Report 0180U for the Navigator ABO Sequencing test from Grifols Immunohematology Center using a specimen such as blood. Analysis of the specific gene sequences listed in the code indicates ABO blood group antigens, which may help clinicians minimize adverse blood–type incompatibility reactions in blood transfusions, organ transplants, or in pregnancy and newborns Explanation The lab analyst performs gene analysis using a patient specimen such as blood or saliva, to determine differences in seven exons for the ABO gene (official full name is ABO, alpha 1–3–N–acetylgalactosaminyltransferase and alpha 1–3–galactosyltransferase). Variation in the ABO gene is the basis of the ABO blood group. The presence of allele(s) (variant forms of a gene) determines red blood cell (RBC) antigens and determines the blood group in an individual. The test involves DNA amplification using a method such as Sanger sequencing and uses a Luminex® platform to identify genetic markers for specific red blood cell antigens in the ABO group. Although not limited to testing for a specific condition, clinicians may order this test on specimens from blood or tissue donors and recipients to improve transfusion or transplant compatibility, or on specimens from maternal blood to minimize newborn adverse blood reactions or maternal antibody formation. ABO is the most common blood group system producing familiar blood types A, B, AB, and O. Blood group genotyping provides some advantages over traditional serology typing methods, which may be compromised by antibody interference, or weak antibody reactivity or antigen expression. Terminology Amplification: Making more copies of a desired gene for study by processes such as polymerase chain reaction (PCR) or transcription of DNA to RNA and reverse transcription from RNA to make an additional copy of the DNA. Antigen: A foreign substance that the body reacts to with an immune response, such as producing a specific antibody; lab tests may utilize reactions between antibodies and antigens to identify a substance in a patient specimen. Blood group: A set of human red blood cell antigens that can determine compatibility in transfusion; the best known groups are the ABO system and the Rh system. Exon: Nucleic acid sequence that includes at least part of the code for a specific product, such as a protein. Gene: Specific nucleic acid sequence associated with a unique function in the body such as production of a specific protein. Tips Use this code only for the appropriate proprietary test; report one unit of this code for a single specimen analyzed on a single date of service. Distinguish this code from 0221U, which also performs red cell antigen (ABO blood group) genotyping but uses next generation sequencing as the method, instead of using Sanger sequencing. Some payers may pay separately for collecting the specimen using a code such as 36415. Grifols Immunohematology Center provides multiple PLA codes (including 0180U–0201U and 0221U–0222U), each for genotype analysis for different blood group antigens — ensure that you are using the correct code. Additional Info “U” codes are included in the CPT® code set to identify specific proprietary laboratory analyses (PLA) tests. PLA codes take precedence over the usual 80000 series codes for laboratory/pathology. Use this code only for the above–described test; do not report this test using any other CPT® code. PLA code descriptors follow existing code conventions when possible, and lab techniques used include multianalyte assays with algorithmic analyses (MAAA) and genomic sequencing procedures (GSP), among others. Read Less | Range Specific Guideline Proprietary laboratory analyses (PLA) codes describe proprietary clinical laboratory analyses and can be either provided by a single ("sole-source") laboratory or licensed or marketed to multiple providing laboratories (eg, cleared or approved by the Food and Drug Administration [FDA]). This subsection includes advanced diagnostic laboratory tests (ADLTs) and clinical diagnostic laboratory tests (CDLTs), as defined under the Protecting Access to Medicare Act (PAMA) of 2014. These analyses may include a range of medical laboratory tests including, but not limited to, multianalyte assays with algorithmic analyses (MAAA) and genomic sequencing procedures (GSP). The descriptor nomenclature follows, where possible, existing code conventions (eg, MAAA, GSP). Unless specifically noted, even though the Proprietary Laboratory Analyses section of the code set is located at the end of the Pathology and Laboratory section of the code set, a PLA code does not fulfill Category I code criteria. PLA codes are not required to fulfill the Category I criteria. The standards for inclusion in the PLA section are: The test must be commercially available in the United States for use on human specimens and The clinical laboratory or manufacturer that offers the test must request the code. For similar laboratory analyses that fulfill Category I criteria, see codes listed in the numeric 80000 series. When a PLA code is available to report a given proprietary laboratory service, that PLA code takes precedence. The service should not be reported with any other CPT® code(s) and other CPT® code(s) should not be used to report services that may be reported with that specific PLA code. These codes encompass all analytical services required for the analysis (eg, cell lysis, nucleic acid stabilization, extraction, digestion, amplification, hybridization and detection). For molecular analyses, additional procedures that are required prior to cell lysis (eg, microdissection [codes 88380 and 88381]) may be reported separately. Codes in this subsection are released on a quarterly basis to expedite dissemination for reporting. PLA codes will be published electronically on the AMA CPT® website (ama-assn.org/cpt-pla-codes), distributed via CPT® data files on a quarterly basis, and, at a minimum, made available in print annually in the CPT® codebook. See the Introduction section of the CPT® code set for a complete list of the dates of release and implementation. All codes that are included in this section are also included in Appendix O, with the procedure's proprietary name. In order to report a PLA code, the analysis performed must fulfill the code descriptor and must be the test represented by the proprietary name listed in Appendix O. In some instances, the descriptor language of PLA codes may be identical and the code may only be differentiated by the listed proprietary name in Appendix O. When more than one PLA has an identical descriptor, the codes will be denoted by the symbol "â™“." All PLA tests will have assigned codes in the PLA section of the code set. Any PLA coded test(s) that satisfies Category I criteria and has been accepted by the CPT® Editorial Panel will be designated by the addition of the symbol "^" to the existing PLA code and will remain in the PLA section of the code set. If a proprietary test has already been accepted for a Category I code and a code has not been published, subsequent application for a PLA code will take precedence. The code will only be placed in the PLA section. The accuracy of a PLA code is to be maintained by the original applicant, or the current owner of the test kit or laboratory performing the proprietary test. A new PLA code is required when: 1. Additional nucleic acid (DNA or RNA) and/or protein analysis(es) are added to the current PLA test, or 2. The name of the PLA test has changed in association with changes in test performance or test characteristics. The addition or modification of the therapeutic applications of the test require submission of a code change application, but it may not require a new code number. | 0001U-0599U | https://www.aapc.com/codes/cpt-codes/0180U | 2025-10-27T17:26:01.855603Z
0181U | Red cell antigen (Colton blood group) genotyping (CO), gene analysis, AQP1 (aquaporin 1 [Colton blood group]) exon 1 | This is a Proprietary Laboratory Analyses (PLA) code, meaning that the code applies to only one unique lab test made by a specific manufacturer or performed by a specific lab. Report 0181U for the Navigator CO Sequencing test from Grifols Immunohematology Center using a specimen such as blood. Analysis of the specific gene sequences listed in the code indicates Colton (CO) blood group antigens, which may help clinicians minimize adverse blood–type incompatibility reactions in blood transfusions, organ transplants, or in pregnancy and newborns. Explanation The lab analyst performs gene analysis using a patient specimen such as blood or saliva to analyze exon 1 of the AQP1 gene (official full name is aquaporin 1). Variation in exon 1 of the AQP1 gene is the basis of the Colton (CO) blood group. The presence of allele(s) (variant forms of a gene) determines red blood cell (RBC) antigens that determine the blood group in an individual. The test involves DNA amplification using a method such as polymerase chain reaction (PCR) and uses a Luminex® platform to identify genetic markers for specific red blood cell antigens in the Colton blood group. Although not limited to testing for a specific condition, clinicians may order this test on specimens from blood or tissue donors and recipients to improve transfusion or transplant compatibility, or on specimens from maternal blood to minimize newborn adverse blood reactions or maternal antibody formation. Blood group genotyping provides some advantages over traditional serology typing methods, which may be compromised by antibody interference, or weak antibody reactivity or antigen expression. Terminology Amplification: Making more copies of a desired gene for study by processes such as polymerase chain reaction (PCR) or transcription of DNA to RNA and reverse transcription from RNA to make an additional copy of the DNA. Antigen: A foreign substance that the body reacts to with an immune response, such as producing a specific antibody; lab tests may utilize reactions between antibodies and antigens to identify a substance in a patient specimen. Blood group: A set of human red blood cell antigens that can determine compatibility in transfusion; the best known groups are the ABO system and the Rh system. Exon: Nucleic acid sequence that includes at least part of the code for a specific product, such as a protein. Gene: Specific nucleic acid sequence associated with a unique function in the body such as production of a specific protein. Tips Use this code only for the appropriate proprietary test; report one unit of this code for a single specimen analyzed on a single date of service. Some payers may pay separately for collecting the specimen using a code such as 36415. Grifols Immunohematology Center provides multiple PLA codes (including 0180U–0201U and 0221U–0222U), each for genotype analysis for different blood group antigens — ensure that you are using the correct code. Additional Info “U” codes are included in the CPT® code set to identify specific proprietary laboratory analyses (PLA) tests. PLA codes take precedence over the usual 80000 series codes for laboratory/pathology. Use this code only for the above–described test; do not report this test using any other CPT® code. PLA code descriptors follow existing code conventions when possible, and lab techniques used include multianalyte assays with algorithmic analyses (MAAA) and genomic sequencing procedures (GSP), among others. Read Less | Range Specific Guideline Proprietary laboratory analyses (PLA) codes describe proprietary clinical laboratory analyses and can be either provided by a single ("sole-source") laboratory or licensed or marketed to multiple providing laboratories (eg, cleared or approved by the Food and Drug Administration [FDA]). This subsection includes advanced diagnostic laboratory tests (ADLTs) and clinical diagnostic laboratory tests (CDLTs), as defined under the Protecting Access to Medicare Act (PAMA) of 2014. These analyses may include a range of medical laboratory tests including, but not limited to, multianalyte assays with algorithmic analyses (MAAA) and genomic sequencing procedures (GSP). The descriptor nomenclature follows, where possible, existing code conventions (eg, MAAA, GSP). Unless specifically noted, even though the Proprietary Laboratory Analyses section of the code set is located at the end of the Pathology and Laboratory section of the code set, a PLA code does not fulfill Category I code criteria. PLA codes are not required to fulfill the Category I criteria. The standards for inclusion in the PLA section are: The test must be commercially available in the United States for use on human specimens and The clinical laboratory or manufacturer that offers the test must request the code. For similar laboratory analyses that fulfill Category I criteria, see codes listed in the numeric 80000 series. When a PLA code is available to report a given proprietary laboratory service, that PLA code takes precedence. The service should not be reported with any other CPT® code(s) and other CPT® code(s) should not be used to report services that may be reported with that specific PLA code. These codes encompass all analytical services required for the analysis (eg, cell lysis, nucleic acid stabilization, extraction, digestion, amplification, hybridization and detection). For molecular analyses, additional procedures that are required prior to cell lysis (eg, microdissection [codes 88380 and 88381]) may be reported separately. Codes in this subsection are released on a quarterly basis to expedite dissemination for reporting. PLA codes will be published electronically on the AMA CPT® website (ama-assn.org/cpt-pla-codes), distributed via CPT® data files on a quarterly basis, and, at a minimum, made available in print annually in the CPT® codebook. See the Introduction section of the CPT® code set for a complete list of the dates of release and implementation. All codes that are included in this section are also included in Appendix O, with the procedure's proprietary name. In order to report a PLA code, the analysis performed must fulfill the code descriptor and must be the test represented by the proprietary name listed in Appendix O. In some instances, the descriptor language of PLA codes may be identical and the code may only be differentiated by the listed proprietary name in Appendix O. When more than one PLA has an identical descriptor, the codes will be denoted by the symbol "â™“." All PLA tests will have assigned codes in the PLA section of the code set. Any PLA coded test(s) that satisfies Category I criteria and has been accepted by the CPT® Editorial Panel will be designated by the addition of the symbol "^" to the existing PLA code and will remain in the PLA section of the code set. If a proprietary test has already been accepted for a Category I code and a code has not been published, subsequent application for a PLA code will take precedence. The code will only be placed in the PLA section. The accuracy of a PLA code is to be maintained by the original applicant, or the current owner of the test kit or laboratory performing the proprietary test. A new PLA code is required when: 1. Additional nucleic acid (DNA or RNA) and/or protein analysis(es) are added to the current PLA test, or 2. The name of the PLA test has changed in association with changes in test performance or test characteristics. The addition or modification of the therapeutic applications of the test require submission of a code change application, but it may not require a new code number. | 0001U-0599U | https://www.aapc.com/codes/cpt-codes/0181U | 2025-10-27T17:26:19.874500Z
0182U | Red cell antigen (Cromer blood group) genotyping (CROM), gene analysis, CD55 (CD55 molecule [Cromer blood group]) exons 1-10 | This is a Proprietary Laboratory Analyses (PLA) code, meaning that the code applies to only one unique lab test made by a specific manufacturer or performed by a specific lab. Report 0182U for the Navigator CROM Sequencing test from Grifols Immunohematology Center using a specimen such as blood. Analysis of the specific gene sequences listed in the code predicts Cromer (CROM) blood group antigens, which may help clinicians minimize adverse blood–type incompatibility reactions in blood transfusions, organ transplants, or in pregnancy and newborns. Explanation The lab analyst performs gene analysis using a patient specimen such as blood or saliva to analyze exons 1 to 10 for the CD55 gene (official full name is CD55 molecule). Variation in exons 1–10 of the CD55 gene is the basis of the Cromer (CROM) blood group. The presence of allele(s) (variant forms of a gene) determines red blood cell (RBC) antigens that determine the blood group in an individual. The test involves DNA amplification using a method such as polymerase chain reaction (PCR) and uses a Luminex® platform to identify genetic markers for specific red blood cell antigens in the Cromer blood group. Although not limited to testing for a specific condition, clinicians may order this test on specimens from blood or tissue donors and recipients to improve transfusion or transplant compatibility. Clinicians may also order this test for patients with suspected conditions related to Cromer blood group, such as multiple sclerosis. Blood group genotyping provides some advantages over traditional serology typing methods, which may be compromised by antibody interference, or weak antibody reactivity or antigen expression. Terminology Amplification: Making more copies of a desired gene for study by processes such as polymerase chain reaction (PCR) or transcription of DNA to RNA and reverse transcription from RNA to make an additional copy of the DNA. Antigen: A foreign substance that the body reacts to with an immune response, such as producing a specific antibody; lab tests may utilize reactions between antibodies and antigens to identify a substance in a patient specimen. Blood group: A set of human red blood cell antigens that can determine compatibility in transfusion; the best known groups are the ABO system and the Rh system. Exon: Nucleic acid sequence that includes at least part of the code for a specific product, such as a protein. Gene: Specific nucleic acid sequence associated with a unique function in the body such as production of a specific protein. Tips Use this code only for the appropriate proprietary test; report one unit of this code for a single specimen analyzed on a single date of service. Some payers may pay separately for collecting the specimen using a code such as 36415. Grifols Immunohematology Center provides multiple PLA codes (including 0180U–0201U and 0221U–0222U), each for genotype analysis for different blood group antigens — ensure that you are using the correct code. Additional Info “U” codes are included in the CPT® code set to identify specific proprietary laboratory analyses (PLA) tests. PLA codes take precedence over the usual 80000 series codes for laboratory/pathology. Use this code only for the above–described test; do not report this test using any other CPT® code. PLA code descriptors follow existing code conventions when possible, and lab techniques used include multianalyte assays with algorithmic analyses (MAAA) and genomic sequencing procedures (GSP), among others. Read Less | Range Specific Guideline Proprietary laboratory analyses (PLA) codes describe proprietary clinical laboratory analyses and can be either provided by a single ("sole-source") laboratory or licensed or marketed to multiple providing laboratories (eg, cleared or approved by the Food and Drug Administration [FDA]). This subsection includes advanced diagnostic laboratory tests (ADLTs) and clinical diagnostic laboratory tests (CDLTs), as defined under the Protecting Access to Medicare Act (PAMA) of 2014. These analyses may include a range of medical laboratory tests including, but not limited to, multianalyte assays with algorithmic analyses (MAAA) and genomic sequencing procedures (GSP). The descriptor nomenclature follows, where possible, existing code conventions (eg, MAAA, GSP). Unless specifically noted, even though the Proprietary Laboratory Analyses section of the code set is located at the end of the Pathology and Laboratory section of the code set, a PLA code does not fulfill Category I code criteria. PLA codes are not required to fulfill the Category I criteria. The standards for inclusion in the PLA section are: The test must be commercially available in the United States for use on human specimens and The clinical laboratory or manufacturer that offers the test must request the code. For similar laboratory analyses that fulfill Category I criteria, see codes listed in the numeric 80000 series. When a PLA code is available to report a given proprietary laboratory service, that PLA code takes precedence. The service should not be reported with any other CPT® code(s) and other CPT® code(s) should not be used to report services that may be reported with that specific PLA code. These codes encompass all analytical services required for the analysis (eg, cell lysis, nucleic acid stabilization, extraction, digestion, amplification, hybridization and detection). For molecular analyses, additional procedures that are required prior to cell lysis (eg, microdissection [codes 88380 and 88381]) may be reported separately. Codes in this subsection are released on a quarterly basis to expedite dissemination for reporting. PLA codes will be published electronically on the AMA CPT® website (ama-assn.org/cpt-pla-codes), distributed via CPT® data files on a quarterly basis, and, at a minimum, made available in print annually in the CPT® codebook. See the Introduction section of the CPT® code set for a complete list of the dates of release and implementation. All codes that are included in this section are also included in Appendix O, with the procedure's proprietary name. In order to report a PLA code, the analysis performed must fulfill the code descriptor and must be the test represented by the proprietary name listed in Appendix O. In some instances, the descriptor language of PLA codes may be identical and the code may only be differentiated by the listed proprietary name in Appendix O. When more than one PLA has an identical descriptor, the codes will be denoted by the symbol "â™“." All PLA tests will have assigned codes in the PLA section of the code set. Any PLA coded test(s) that satisfies Category I criteria and has been accepted by the CPT® Editorial Panel will be designated by the addition of the symbol "^" to the existing PLA code and will remain in the PLA section of the code set. If a proprietary test has already been accepted for a Category I code and a code has not been published, subsequent application for a PLA code will take precedence. The code will only be placed in the PLA section. The accuracy of a PLA code is to be maintained by the original applicant, or the current owner of the test kit or laboratory performing the proprietary test. A new PLA code is required when: 1. Additional nucleic acid (DNA or RNA) and/or protein analysis(es) are added to the current PLA test, or 2. The name of the PLA test has changed in association with changes in test performance or test characteristics. The addition or modification of the therapeutic applications of the test require submission of a code change application, but it may not require a new code number. | 0001U-0599U | https://www.aapc.com/codes/cpt-codes/0182U | 2025-10-27T17:26:37.598331Z
0183U | Red cell antigen (Diego blood group) genotyping (DI), gene analysis, SLC4A1 (solute carrier family 4 member 1 [Diego blood group]) exon 19 | This is a Proprietary Laboratory Analyses (PLA) code, meaning that the code applies to only one unique lab test made by a specific manufacturer or performed by a specific lab. Report 0183U for the Navigator DI Sequencing test from Grifols Immunohematology Center using a specimen such as blood. Analysis of the specific gene sequences listed in the code indicates Diego (DI) blood group antigens, which may help clinicians minimize adverse blood–type incompatibility reactions in blood transfusions, organ transplants, or in pregnancy and newborns. Explanation The lab analyst performs gene analysis using a patient specimen such as blood or saliva to analyze exon 19 of the SLC4A1 gene (official full name is solute carrier family 4 member 1). Variation in exon 19 of the SLC4A1 gene is the basis of the Diego (DI) blood group. The presence of allele(s) (variant forms of a gene) determines red blood cell (RBC) antigens that determine the blood group in an individual. The test involves DNA amplification using a method such as polymerase chain reaction (PCR) and uses a Luminex® platform to identify genetic markers for specific red blood cell antigens in the Diego blood group. Although not limited to testing for a specific condition, clinicians may order this test on specimens from blood or tissue donors and recipients to improve transfusion or transplant compatibility, or on specimens from maternal blood to minimize newborn adverse blood reactions or maternal antibody formation. Clinicians may also order this test to help diagnose hereditary ovalocytosis, which is a disease involving oval (rather than round) red blood cells, or hemolytic disease of the newborn (HDN) due to maternal antibodies attacking fetal cells. Blood group genotyping provides some advantages over traditional serology typing methods, which may be compromised by antibody interference, or weak antibody reactivity or antigen expression. Terminology Amplification: Making more copies of a desired gene for study by processes such as polymerase chain reaction (PCR) or transcription of DNA to RNA and reverse transcription from RNA to make an additional copy of the DNA. Antigen: A foreign substance that the body reacts to with an immune response, such as producing a specific antibody; lab tests may utilize reactions between antibodies and antigens to identify a substance in a patient specimen. Blood group: A set of human red blood cell antigens that can determine compatibility in transfusion; the best known groups are the ABO system and the Rh system. Exon: Nucleic acid sequence that includes at least part of the code for a specific product, such as a protein. Gene: Specific nucleic acid sequence associated with a unique function in the body such as production of a specific protein. Hemolysis: Destruction or lysis (rupture) of the red blood cell membrane, with the release of the red pigmented hemoglobin and other intracellular components into the surrounding environment. Tips Use this code only for the appropriate proprietary test; report one unit of this code for a single specimen analyzed on a single date of service. Some payers may pay separately for collecting the specimen using a code such as 36415. Grifols Immunohematology Center provides multiple PLA codes (including 0180U–0201U and 0221U–0222U), each for genotype analysis for different blood group antigens — ensure that you are using the correct code. Additional Info “U” codes are included in the CPT® code set to identify specific proprietary laboratory analyses (PLA) tests. PLA codes take precedence over the usual 80000 series codes for laboratory/pathology. Use this code only for the above–described test; do not report this test using any other CPT® code. PLA code descriptors follow existing code conventions when possible, and lab techniques used include multianalyte assays with algorithmic analyses (MAAA) and genomic sequencing procedures (GSP), among others. Read Less | Range Specific Guideline Proprietary laboratory analyses (PLA) codes describe proprietary clinical laboratory analyses and can be either provided by a single ("sole-source") laboratory or licensed or marketed to multiple providing laboratories (eg, cleared or approved by the Food and Drug Administration [FDA]). This subsection includes advanced diagnostic laboratory tests (ADLTs) and clinical diagnostic laboratory tests (CDLTs), as defined under the Protecting Access to Medicare Act (PAMA) of 2014. These analyses may include a range of medical laboratory tests including, but not limited to, multianalyte assays with algorithmic analyses (MAAA) and genomic sequencing procedures (GSP). The descriptor nomenclature follows, where possible, existing code conventions (eg, MAAA, GSP). Unless specifically noted, even though the Proprietary Laboratory Analyses section of the code set is located at the end of the Pathology and Laboratory section of the code set, a PLA code does not fulfill Category I code criteria. PLA codes are not required to fulfill the Category I criteria. The standards for inclusion in the PLA section are: The test must be commercially available in the United States for use on human specimens and The clinical laboratory or manufacturer that offers the test must request the code. For similar laboratory analyses that fulfill Category I criteria, see codes listed in the numeric 80000 series. When a PLA code is available to report a given proprietary laboratory service, that PLA code takes precedence. The service should not be reported with any other CPT® code(s) and other CPT® code(s) should not be used to report services that may be reported with that specific PLA code. These codes encompass all analytical services required for the analysis (eg, cell lysis, nucleic acid stabilization, extraction, digestion, amplification, hybridization and detection). For molecular analyses, additional procedures that are required prior to cell lysis (eg, microdissection [codes 88380 and 88381]) may be reported separately. Codes in this subsection are released on a quarterly basis to expedite dissemination for reporting. PLA codes will be published electronically on the AMA CPT® website (ama-assn.org/cpt-pla-codes), distributed via CPT® data files on a quarterly basis, and, at a minimum, made available in print annually in the CPT® codebook. See the Introduction section of the CPT® code set for a complete list of the dates of release and implementation. All codes that are included in this section are also included in Appendix O, with the procedure's proprietary name. In order to report a PLA code, the analysis performed must fulfill the code descriptor and must be the test represented by the proprietary name listed in Appendix O. In some instances, the descriptor language of PLA codes may be identical and the code may only be differentiated by the listed proprietary name in Appendix O. When more than one PLA has an identical descriptor, the codes will be denoted by the symbol "â™“." All PLA tests will have assigned codes in the PLA section of the code set. Any PLA coded test(s) that satisfies Category I criteria and has been accepted by the CPT® Editorial Panel will be designated by the addition of the symbol "^" to the existing PLA code and will remain in the PLA section of the code set. If a proprietary test has already been accepted for a Category I code and a code has not been published, subsequent application for a PLA code will take precedence. The code will only be placed in the PLA section. The accuracy of a PLA code is to be maintained by the original applicant, or the current owner of the test kit or laboratory performing the proprietary test. A new PLA code is required when: 1. Additional nucleic acid (DNA or RNA) and/or protein analysis(es) are added to the current PLA test, or 2. The name of the PLA test has changed in association with changes in test performance or test characteristics. The addition or modification of the therapeutic applications of the test require submission of a code change application, but it may not require a new code number. | 0001U-0599U | https://www.aapc.com/codes/cpt-codes/0183U | 2025-10-27T17:26:55.176478Z
0184U | Red cell antigen (Dombrock blood group) genotyping (DO), gene analysis, ART4 (ADP-ribosyltransferase 4 [Dombrock blood group]) exon 2 | This is a Proprietary Laboratory Analyses (PLA) code, meaning that the code applies to only one unique lab test made by a specific manufacturer or performed by a specific lab. Report 0184U for the Navigator DO Sequencing test from Grifols Immunohematology Center using a specimen such as blood. Analysis of the specific gene sequences listed in the code indicates Dombrock (DO) blood group antigens, which may help clinicians minimize adverse blood–type incompatibility reactions in blood transfusions, organ transplants, or in pregnancy and newborns. Explanation The lab analyst performs gene analysis using a patient specimen such as blood or saliva to analyze exon 2 of the ART4 gene (official full name is ADP–ribosyltransferase 4). Variation in exon 2 of the ART4 gene is the basis of the Dombrock (DO) blood group. The presence of allele(s) (variant forms of a gene) determines red blood cell (RBC) antigens that determine the blood group in an individual. The test involves DNA amplification using a method such as polymerase chain reaction (PCR) and uses a Luminex® platform to identify genetic markers for specific red blood cell antigens in the Dombrock blood group. Although not limited to testing for a specific condition, clinicians may order this test on specimens from blood or tissue donors and recipients to improve transfusion or transplant compatibility. DO blood group antigens have been associated with severe hemolytic transfusion reactions. Blood group genotyping provides some advantages over traditional serology typing methods, which may be compromised by antibody interference, or weak antibody reactivity or antigen expression. Terminology Amplification: Making more copies of a desired gene for study by processes such as polymerase chain reaction (PCR) or transcription of DNA to RNA and reverse transcription from RNA to make an additional copy of the DNA. Antigen: A foreign substance that the body reacts to with an immune response, such as producing a specific antibody; lab tests may utilize reactions between antibodies and antigens to identify a substance in a patient specimen. Blood group: A set of human red blood cell antigens that can determine compatibility in transfusion; the best known groups are the ABO system and the Rh system. Exon: Nucleic acid sequence that includes at least part of the code for a specific product, such as a protein. Gene: Specific nucleic acid sequence associated with a unique function in the body such as production of a specific protein. Hemolysis: Destruction or lysis (rupture) of the red blood cell membrane, with the release of the red pigmented hemoglobin and other intracellular components into the surrounding environment. Tips Use this code only for the appropriate proprietary test; report one unit of this code for a single specimen analyzed on a single date of service. Some payers may pay separately for collecting the specimen using a code such as 36415. Grifols Immunohematology Center provides multiple PLA codes (including 0180U–0201U and 0221U–0222U), each for genotype analysis for different blood group antigens — ensure that you are using the correct code. Additional Info “U” codes are included in the CPT® code set to identify specific proprietary laboratory analyses (PLA) tests. PLA codes take precedence over the usual 80000 series codes for laboratory/pathology. Use this code only for the above–described test; do not report this test using any other CPT® code. PLA code descriptors follow existing code conventions when possible, and lab techniques used include multianalyte assays with algorithmic analyses (MAAA) and genomic sequencing procedures (GSP), among others. Read Less | Range Specific Guideline Proprietary laboratory analyses (PLA) codes describe proprietary clinical laboratory analyses and can be either provided by a single ("sole-source") laboratory or licensed or marketed to multiple providing laboratories (eg, cleared or approved by the Food and Drug Administration [FDA]). This subsection includes advanced diagnostic laboratory tests (ADLTs) and clinical diagnostic laboratory tests (CDLTs), as defined under the Protecting Access to Medicare Act (PAMA) of 2014. These analyses may include a range of medical laboratory tests including, but not limited to, multianalyte assays with algorithmic analyses (MAAA) and genomic sequencing procedures (GSP). The descriptor nomenclature follows, where possible, existing code conventions (eg, MAAA, GSP). Unless specifically noted, even though the Proprietary Laboratory Analyses section of the code set is located at the end of the Pathology and Laboratory section of the code set, a PLA code does not fulfill Category I code criteria. PLA codes are not required to fulfill the Category I criteria. The standards for inclusion in the PLA section are: The test must be commercially available in the United States for use on human specimens and The clinical laboratory or manufacturer that offers the test must request the code. For similar laboratory analyses that fulfill Category I criteria, see codes listed in the numeric 80000 series. When a PLA code is available to report a given proprietary laboratory service, that PLA code takes precedence. The service should not be reported with any other CPT® code(s) and other CPT® code(s) should not be used to report services that may be reported with that specific PLA code. These codes encompass all analytical services required for the analysis (eg, cell lysis, nucleic acid stabilization, extraction, digestion, amplification, hybridization and detection). For molecular analyses, additional procedures that are required prior to cell lysis (eg, microdissection [codes 88380 and 88381]) may be reported separately. Codes in this subsection are released on a quarterly basis to expedite dissemination for reporting. PLA codes will be published electronically on the AMA CPT® website (ama-assn.org/cpt-pla-codes), distributed via CPT® data files on a quarterly basis, and, at a minimum, made available in print annually in the CPT® codebook. See the Introduction section of the CPT® code set for a complete list of the dates of release and implementation. All codes that are included in this section are also included in Appendix O, with the procedure's proprietary name. In order to report a PLA code, the analysis performed must fulfill the code descriptor and must be the test represented by the proprietary name listed in Appendix O. In some instances, the descriptor language of PLA codes may be identical and the code may only be differentiated by the listed proprietary name in Appendix O. When more than one PLA has an identical descriptor, the codes will be denoted by the symbol "â™“." All PLA tests will have assigned codes in the PLA section of the code set. Any PLA coded test(s) that satisfies Category I criteria and has been accepted by the CPT® Editorial Panel will be designated by the addition of the symbol "^" to the existing PLA code and will remain in the PLA section of the code set. If a proprietary test has already been accepted for a Category I code and a code has not been published, subsequent application for a PLA code will take precedence. The code will only be placed in the PLA section. The accuracy of a PLA code is to be maintained by the original applicant, or the current owner of the test kit or laboratory performing the proprietary test. A new PLA code is required when: 1. Additional nucleic acid (DNA or RNA) and/or protein analysis(es) are added to the current PLA test, or 2. The name of the PLA test has changed in association with changes in test performance or test characteristics. The addition or modification of the therapeutic applications of the test require submission of a code change application, but it may not require a new code number. | 0001U-0599U | https://www.aapc.com/codes/cpt-codes/0184U | 2025-10-27T17:27:12.983610Z
0185U | Red cell antigen (H blood group) genotyping (FUT1), gene analysis, FUT1 (fucosyltransferase 1 [H blood group]) exon 4 | This is a Proprietary Laboratory Analyses (PLA) code, meaning that the code applies to only one unique lab test made by a specific manufacturer or performed by a specific lab. Report 0185U for the Navigator FUT1 Sequencing test from Grifols Immunohematology Center using a specimen such as blood. Analysis of the specific gene sequences listed in the code impacts H blood group antigens, which may help clinicians minimize adverse blood–type incompatibility reactions in blood transfusions, organ transplants, or in pregnancy and newborns. Explanation The lab analyst performs gene analysis using a patient specimen such as blood or saliva to analyze exon 4 of the FUT1 gene (official full name is fucosyltransferase 1). Specific variation in the FUT1 gene relates to the H blood group, sometimes called the Bombay blood group. The presence of allele(s) (variant forms of a gene) determines red blood cell (RBC) antigens that determine the blood group in an individual. The test involves DNA amplification using a method such as polymerase chain reaction (PCR) and uses a Luminex® platform to identify genetic markers for the H antigen on red blood cells. Although not limited to testing for a specific condition, clinicians may order this test on specimens from blood or tissue donors and recipients to improve transfusion or transplant compatibility. Specific FUT1 mutations result in the absence of the H antigen on RBCs, which otherwise occurs in over 99 percent of people. Specific mutations in another gene, FUT2, result in the absence of the H antigen in secretions such as saliva. An individual lacking both H antigens has the Bombay blood type. An individual lacking H antigens on RBCs but having H antigens in secretions has the para–Bombay blood type. Both of these blood types, which occur most frequently in individuals from the Indian subcontinent, are subject to severe hemolytic reactions upon blood transfusion from any other blood type in the ABO blood group system. Blood group genotyping provides some advantages over traditional serology typing methods, which may be compromised by antibody interference, or weak antibody reactivity or antigen expression. Terminology Amplification: Making more copies of a desired gene for study by processes such as polymerase chain reaction (PCR) or transcription of DNA to RNA and reverse transcription from RNA to make an additional copy of the DNA. Antigen: A foreign substance that the body reacts to with an immune response, such as producing a specific antibody; lab tests may utilize reactions between antibodies and antigens to identify a substance in a patient specimen. Blood group: A set of human red blood cell antigens that can determine compatibility in transfusion; the best known groups are the ABO system and the Rh system. Exon: Nucleic acid sequence that includes at least part of the code for a specific product, such as a protein. Gene: Specific nucleic acid sequence associated with a unique function in the body such as production of a specific protein. Hemolysis: Destruction or lysis (rupture) of the red blood cell membrane, with the release of the red pigmented hemoglobin and other intracellular components into the surrounding environment. Tips Use this code only for the appropriate proprietary test; report one unit of this code for a single specimen analyzed on a single date of service. Some payers may pay separately for collecting the specimen using a code such as 36415. Grifols Immunohematology Center provides multiple PLA codes (including 0180U–0201U and 0221U–0222U), each for genotype analysis for different blood group antigens — ensure that you are using the correct code. Additional Info “U” codes are included in the CPT® code set to identify specific proprietary laboratory analyses (PLA) tests. PLA codes take precedence over the usual 80000 series codes for laboratory/pathology. Use this code only for the above–described test; do not report this test using any other CPT® code. PLA code descriptors follow existing code conventions when possible, and lab techniques used include multianalyte assays with algorithmic analyses (MAAA) and genomic sequencing procedures (GSP), among others. Read Less | Range Specific Guideline Proprietary laboratory analyses (PLA) codes describe proprietary clinical laboratory analyses and can be either provided by a single ("sole-source") laboratory or licensed or marketed to multiple providing laboratories (eg, cleared or approved by the Food and Drug Administration [FDA]). This subsection includes advanced diagnostic laboratory tests (ADLTs) and clinical diagnostic laboratory tests (CDLTs), as defined under the Protecting Access to Medicare Act (PAMA) of 2014. These analyses may include a range of medical laboratory tests including, but not limited to, multianalyte assays with algorithmic analyses (MAAA) and genomic sequencing procedures (GSP). The descriptor nomenclature follows, where possible, existing code conventions (eg, MAAA, GSP). Unless specifically noted, even though the Proprietary Laboratory Analyses section of the code set is located at the end of the Pathology and Laboratory section of the code set, a PLA code does not fulfill Category I code criteria. PLA codes are not required to fulfill the Category I criteria. The standards for inclusion in the PLA section are: The test must be commercially available in the United States for use on human specimens and The clinical laboratory or manufacturer that offers the test must request the code. For similar laboratory analyses that fulfill Category I criteria, see codes listed in the numeric 80000 series. When a PLA code is available to report a given proprietary laboratory service, that PLA code takes precedence. The service should not be reported with any other CPT® code(s) and other CPT® code(s) should not be used to report services that may be reported with that specific PLA code. These codes encompass all analytical services required for the analysis (eg, cell lysis, nucleic acid stabilization, extraction, digestion, amplification, hybridization and detection). For molecular analyses, additional procedures that are required prior to cell lysis (eg, microdissection [codes 88380 and 88381]) may be reported separately. Codes in this subsection are released on a quarterly basis to expedite dissemination for reporting. PLA codes will be published electronically on the AMA CPT® website (ama-assn.org/cpt-pla-codes), distributed via CPT® data files on a quarterly basis, and, at a minimum, made available in print annually in the CPT® codebook. See the Introduction section of the CPT® code set for a complete list of the dates of release and implementation. All codes that are included in this section are also included in Appendix O, with the procedure's proprietary name. In order to report a PLA code, the analysis performed must fulfill the code descriptor and must be the test represented by the proprietary name listed in Appendix O. In some instances, the descriptor language of PLA codes may be identical and the code may only be differentiated by the listed proprietary name in Appendix O. When more than one PLA has an identical descriptor, the codes will be denoted by the symbol "â™“." All PLA tests will have assigned codes in the PLA section of the code set. Any PLA coded test(s) that satisfies Category I criteria and has been accepted by the CPT® Editorial Panel will be designated by the addition of the symbol "^" to the existing PLA code and will remain in the PLA section of the code set. If a proprietary test has already been accepted for a Category I code and a code has not been published, subsequent application for a PLA code will take precedence. The code will only be placed in the PLA section. The accuracy of a PLA code is to be maintained by the original applicant, or the current owner of the test kit or laboratory performing the proprietary test. A new PLA code is required when: 1. Additional nucleic acid (DNA or RNA) and/or protein analysis(es) are added to the current PLA test, or 2. The name of the PLA test has changed in association with changes in test performance or test characteristics. The addition or modification of the therapeutic applications of the test require submission of a code change application, but it may not require a new code number. | 0001U-0599U | https://www.aapc.com/codes/cpt-codes/0185U | 2025-10-27T17:27:30.603079Z
0186U | Red cell antigen (H blood group) genotyping (FUT2), gene analysis, FUT2 (fucosyltransferase 2) exon 2 | This is a Proprietary Laboratory Analyses (PLA) code, meaning that the code applies to only one unique lab test made by a specific manufacturer or performed by a specific lab. Report 0186U for the Navigator FUT2 Sequencing test from Grifols Immunohematology Center on a specimen such as blood or saliva. Analysis of the specific gene sequences listed in the code impacts H blood group antigens, specifically the H antigen in secretions such as saliva, which may help clinicians minimize adverse blood–type incompatibility reactions in blood transfusions, organ transplants, or in pregnancy and newborns. Explanation The lab analyst performs gene analysis using a patient specimen such as blood or saliva to analyze exon 2 of FUT2 (fucosyltransferase 2). Specific variation in the FUT2 gene relates to the H blood group, sometimes called the Bombay blood group. The presence of allele(s) (variant forms of a gene) determines red blood cell (RBC) antigens that determine the blood group in an individual. The test involves DNA amplification using a method such as polymerase chain reaction (PCR) and uses a Luminex® platform to identify platform to identify genetic markers for the H antigen in secretions such as saliva, which is related to typing this blood group. Although not limited to testing for a specific condition, clinicians may order this test on specimens from blood or tissue donors and recipients to improve transfusion or transplant compatibility. Specific FUT2 mutations result in the absence of the H antigen in secretions, which otherwise occurs in over 99 percent of people. Specific mutations in another gene, FUT1, result in the absence of the H antigen on red blood cells. An individual lacking both H antigens has the Bombay blood type. An individual lacking H antigens on RBCs but having H antigens in secretions has the para–Bombay blood type. Both of these blood types, which occur most frequently in individuals from the Indian subcontinent, are subject to severe hemolytic reactions upon blood transfusion from any other blood type in the ABO blood group system. Blood group genotyping provides some advantages over traditional serology typing methods, which may be compromised by antibody interference, or weak antibody reactivity or antigen expression Terminology Amplification: Making more copies of a desired gene for study by processes such as polymerase chain reaction (PCR) or transcription of DNA to RNA and reverse transcription from RNA to make an additional copy of the DNA. Antigen: A foreign substance that the body reacts to with an immune response, such as producing a specific antibody; lab tests may utilize reactions between antibodies and antigens to identify a substance in a patient specimen. Blood group: A set of human red blood cell antigens that can determine compatibility in transfusion; the best known groups are the ABO system and the Rh system. Exon: Nucleic acid sequence that includes at least part of the code for a specific product, such as a protein. Gene: Specific nucleic acid sequence associated with a unique function in the body such as production of a specific protein. Hemolysis: Destruction or lysis (rupture) of the red blood cell membrane, with the release of the red pigmented hemoglobin and other intracellular components into the surrounding environment Donor: A person whose organs or tissue may be harvested (removed) for transfer to another person. Exon: Nucleic acid sequence that includes at least part of the code for a specific product, such as a protein. Gene: Specific nucleic acid sequence associated with a unique function in the body such as production of a specific protein. Tips Use this code only for the appropriate proprietary test; report one unit of this code for a single specimen analyzed on a single date of service. Some payers may pay separately for collecting the specimen using a code such as 36415. Grifols Immunohematology Center provides multiple PLA codes (including 0180U–0201U and 0221U–0222U), each for genotype analysis for different blood group antigens — ensure that you are using the correct code. Additional Info “U” codes are included in the CPT® code set to identify specific proprietary laboratory analyses (PLA) tests. PLA codes take precedence over the usual 80000 series codes for laboratory/pathology. Use this code only for the above–described test; do not report this test using any other CPT® code. PLA code descriptors follow existing code conventions when possible, and lab techniques used include multianalyte assays with algorithmic analyses (MAAA) and genomic sequencing procedures (GSP), among others. Read Less | Range Specific Guideline Proprietary laboratory analyses (PLA) codes describe proprietary clinical laboratory analyses and can be either provided by a single ("sole-source") laboratory or licensed or marketed to multiple providing laboratories (eg, cleared or approved by the Food and Drug Administration [FDA]). This subsection includes advanced diagnostic laboratory tests (ADLTs) and clinical diagnostic laboratory tests (CDLTs), as defined under the Protecting Access to Medicare Act (PAMA) of 2014. These analyses may include a range of medical laboratory tests including, but not limited to, multianalyte assays with algorithmic analyses (MAAA) and genomic sequencing procedures (GSP). The descriptor nomenclature follows, where possible, existing code conventions (eg, MAAA, GSP). Unless specifically noted, even though the Proprietary Laboratory Analyses section of the code set is located at the end of the Pathology and Laboratory section of the code set, a PLA code does not fulfill Category I code criteria. PLA codes are not required to fulfill the Category I criteria. The standards for inclusion in the PLA section are: The test must be commercially available in the United States for use on human specimens and The clinical laboratory or manufacturer that offers the test must request the code. For similar laboratory analyses that fulfill Category I criteria, see codes listed in the numeric 80000 series. When a PLA code is available to report a given proprietary laboratory service, that PLA code takes precedence. The service should not be reported with any other CPT® code(s) and other CPT® code(s) should not be used to report services that may be reported with that specific PLA code. These codes encompass all analytical services required for the analysis (eg, cell lysis, nucleic acid stabilization, extraction, digestion, amplification, hybridization and detection). For molecular analyses, additional procedures that are required prior to cell lysis (eg, microdissection [codes 88380 and 88381]) may be reported separately. Codes in this subsection are released on a quarterly basis to expedite dissemination for reporting. PLA codes will be published electronically on the AMA CPT® website (ama-assn.org/cpt-pla-codes), distributed via CPT® data files on a quarterly basis, and, at a minimum, made available in print annually in the CPT® codebook. See the Introduction section of the CPT® code set for a complete list of the dates of release and implementation. All codes that are included in this section are also included in Appendix O, with the procedure's proprietary name. In order to report a PLA code, the analysis performed must fulfill the code descriptor and must be the test represented by the proprietary name listed in Appendix O. In some instances, the descriptor language of PLA codes may be identical and the code may only be differentiated by the listed proprietary name in Appendix O. When more than one PLA has an identical descriptor, the codes will be denoted by the symbol "â™“." All PLA tests will have assigned codes in the PLA section of the code set. Any PLA coded test(s) that satisfies Category I criteria and has been accepted by the CPT® Editorial Panel will be designated by the addition of the symbol "^" to the existing PLA code and will remain in the PLA section of the code set. If a proprietary test has already been accepted for a Category I code and a code has not been published, subsequent application for a PLA code will take precedence. The code will only be placed in the PLA section. The accuracy of a PLA code is to be maintained by the original applicant, or the current owner of the test kit or laboratory performing the proprietary test. A new PLA code is required when: 1. Additional nucleic acid (DNA or RNA) and/or protein analysis(es) are added to the current PLA test, or 2. The name of the PLA test has changed in association with changes in test performance or test characteristics. The addition or modification of the therapeutic applications of the test require submission of a code change application, but it may not require a new code number. | 0001U-0599U | https://www.aapc.com/codes/cpt-codes/0186U | 2025-10-27T17:27:48.838099Z
0187U | Red cell antigen (Duffy blood group) genotyping (FY), gene analysis, ACKR1 (atypical chemokine receptor 1 [Duffy blood group]) exons 1-2 | This is a Proprietary Laboratory Analyses (PLA) code, meaning that the code applies to only one unique lab test made by a specific manufacturer or performed by a specific lab. Report 0187U for the Navigator FY Sequencing test from Grifols Immunohematology Center using a specimen such as blood. Analysis of the specific gene sequences listed in the code indicates Duffy blood group antigens, which may help clinicians minimize adverse blood–type incompatibility reactions in blood transfusions, organ transplants, or in pregnancy and newborns. Explanation The lab analyst performs gene analysis using a patient specimen such as blood or saliva to analyze exons 1 and 2 of the ACKR1 (atypical chemokine receptor 1) gene. Variation in the ACKR1 gene determines the individual’s Duffy blood group by determining the presence or absence of specific FY red blood cell (RBC) antigens. The test involves DNA amplification using a method such as polymerase chain reaction (PCR) and uses a Luminex® platform to identify genetic markers for specific red blood cell antigens in the Duffy blood group. Although not limited to testing for a specific condition, clinicians may order this test on specimens from blood or tissue donors and recipients to improve transfusion or transplant compatibility, or on specimens from maternal blood to minimize newborn adverse blood reactions or maternal antibody formation. Duffy blood group is also implicated in susceptibility to malaria. Blood group genotyping provides some advantages over traditional serology typing methods, which may be compromised by antibody interference, or weak antibody reactivity or antigen expression. Terminology Amplification: Making more copies of a desired gene for study by processes such as polymerase chain reaction (PCR) or transcription of DNA to RNA and reverse transcription from RNA to make an additional copy of the DNA. Antigen: A foreign substance that the body reacts to with an immune response, such as producing a specific antibody; lab tests may utilize reactions between antibodies and antigens to identify a substance in a patient specimen. Blood group: A set of human red blood cell antigens that can determine compatibility in transfusion; the best known groups are the ABO system and the Rh system. Exon: Nucleic acid sequence that includes at least part of the code for a specific product, such as a protein. Gene: Specific nucleic acid sequence associated with a unique function in the body such as production of a specific protein. Malaria: A life–threatening parasitic infection transmitted by mosquitos and characterized by fever and chills, fatigue, vomiting, and headaches and, when severe, jaundice, coma, seizures, and death; no one drug kills all forms of the parasite's life cycle, so a combination of drugs from quinolone–related compounds, ant folates, artemisinin derivatives, and antimicrobials is generally given. Red blood cells (RBCs): One of three primary cell types in blood that primarily carries oxygen through the body on the hemoglobin molecule; the red–colored protein in the red blood cell that carries oxygen to the tissue and returns carbon dioxide to the lungs; RBCs have surface antigens that can form antibodies, typically through exposure via pregnancy or blood transfusion; at a future time, these antibodies can cause hemolytic anemia, killing fetal RBCs during pregnancy, or transfused RBCs during a blood transfusion, or possibly the patient's own RBCs due to an autoimmune response; also known as erythrocytes. Tips Use this code only for the appropriate proprietary test; report one unit of this code for a single specimen analyzed on a single date of service. Some payers may pay separately for collecting the specimen using a code such as 36415. Grifols Immunohematology Center provides multiple PLA codes (including 0180U–0201U and 0221U–0222U), each for genotype analysis for different blood group antigens — ensure that you are using the correct code. Additional Info “U” codes are included in the CPT® code set to identify specific proprietary laboratory analyses (PLA) tests. PLA codes take precedence over the usual 80000 series codes for laboratory/pathology. Use this code only for the above–described test; do not report this test using any other CPT® code. PLA code descriptors follow existing code conventions when possible, and lab techniques used include multianalyte assays with algorithmic analyses (MAAA) and genomic sequencing procedures (GSP), among others. Read Less | Range Specific Guideline Proprietary laboratory analyses (PLA) codes describe proprietary clinical laboratory analyses and can be either provided by a single ("sole-source") laboratory or licensed or marketed to multiple providing laboratories (eg, cleared or approved by the Food and Drug Administration [FDA]). This subsection includes advanced diagnostic laboratory tests (ADLTs) and clinical diagnostic laboratory tests (CDLTs), as defined under the Protecting Access to Medicare Act (PAMA) of 2014. These analyses may include a range of medical laboratory tests including, but not limited to, multianalyte assays with algorithmic analyses (MAAA) and genomic sequencing procedures (GSP). The descriptor nomenclature follows, where possible, existing code conventions (eg, MAAA, GSP). Unless specifically noted, even though the Proprietary Laboratory Analyses section of the code set is located at the end of the Pathology and Laboratory section of the code set, a PLA code does not fulfill Category I code criteria. PLA codes are not required to fulfill the Category I criteria. The standards for inclusion in the PLA section are: The test must be commercially available in the United States for use on human specimens and The clinical laboratory or manufacturer that offers the test must request the code. For similar laboratory analyses that fulfill Category I criteria, see codes listed in the numeric 80000 series. When a PLA code is available to report a given proprietary laboratory service, that PLA code takes precedence. The service should not be reported with any other CPT® code(s) and other CPT® code(s) should not be used to report services that may be reported with that specific PLA code. These codes encompass all analytical services required for the analysis (eg, cell lysis, nucleic acid stabilization, extraction, digestion, amplification, hybridization and detection). For molecular analyses, additional procedures that are required prior to cell lysis (eg, microdissection [codes 88380 and 88381]) may be reported separately. Codes in this subsection are released on a quarterly basis to expedite dissemination for reporting. PLA codes will be published electronically on the AMA CPT® website (ama-assn.org/cpt-pla-codes), distributed via CPT® data files on a quarterly basis, and, at a minimum, made available in print annually in the CPT® codebook. See the Introduction section of the CPT® code set for a complete list of the dates of release and implementation. All codes that are included in this section are also included in Appendix O, with the procedure's proprietary name. In order to report a PLA code, the analysis performed must fulfill the code descriptor and must be the test represented by the proprietary name listed in Appendix O. In some instances, the descriptor language of PLA codes may be identical and the code may only be differentiated by the listed proprietary name in Appendix O. When more than one PLA has an identical descriptor, the codes will be denoted by the symbol "â™“." All PLA tests will have assigned codes in the PLA section of the code set. Any PLA coded test(s) that satisfies Category I criteria and has been accepted by the CPT® Editorial Panel will be designated by the addition of the symbol "^" to the existing PLA code and will remain in the PLA section of the code set. If a proprietary test has already been accepted for a Category I code and a code has not been published, subsequent application for a PLA code will take precedence. The code will only be placed in the PLA section. The accuracy of a PLA code is to be maintained by the original applicant, or the current owner of the test kit or laboratory performing the proprietary test. A new PLA code is required when: 1. Additional nucleic acid (DNA or RNA) and/or protein analysis(es) are added to the current PLA test, or 2. The name of the PLA test has changed in association with changes in test performance or test characteristics. The addition or modification of the therapeutic applications of the test require submission of a code change application, but it may not require a new code number. | 0001U-0599U | https://www.aapc.com/codes/cpt-codes/0187U | 2025-10-27T17:28:06.839928Z
0188U | Red cell antigen (Gerbich blood group) genotyping (GE), gene analysis, GYPC (glycophorin C [Gerbich blood group]) exons 1-4 | This is a Proprietary Laboratory Analyses (PLA) code, meaning that the code applies to only one unique lab test made by a specific manufacturer or performed by a specific lab. Report 0188U for the Navigator GE Sequencing test from Grifols Immunohematology Center using a specimen such as blood. Analysis of the specific gene sequences listed in the code indicates Gerbich blood group GE antigens, which may help clinicians minimize adverse blood–type incompatibility reactions in blood transfusions, organ transplants, or in pregnancy and newborns. Explanation The lab analyst performs gene analysis using a patient specimen such as blood or saliva to analyze exons 1 to 4 of GYPC (glycophorin C). Variation in the GYPC gene determines the individual’s Gerbich blood group by determining the presence or absence of specific GE red blood cell (RBC) antigens. The test involves DNA amplification using a method such as polymerase chain reaction (PCR) and uses a Luminex® platform to identify genetic markers for specific red blood cell antigens in the Gerbich blood group. Although not limited to testing for a specific condition, clinicians may order this test on specimens from blood or tissue donors and recipients to improve transfusion or transplant compatibility, or on specimens from maternal blood to minimize newborn adverse blood reactions or maternal antibody formation. Gerbich blood group antigens may also play an important role in regulating mechanical stability of RBCs and acting as a receptor to certain malarial parasites. Blood group genotyping provides some advantages over traditional serology typing methods, which may be compromised by antibody interference, or weak antibody reactivity or antigen expression. Terminology Amplification: Making more copies of a desired gene for study by processes such as polymerase chain reaction (PCR) or transcription of DNA to RNA and reverse transcription from RNA to make an additional copy of the DNA. Antigen: A foreign substance that the body reacts to with an immune response, such as producing a specific antibody; lab tests may utilize reactions between antibodies and antigens to identify a substance in a patient specimen. Blood group: A set of human red blood cell antigens that can determine compatibility in transfusion; the best known groups are the ABO system and the Rh system. Exon: Nucleic acid sequence that includes at least part of the code for a specific product, such as a protein. Gene: Specific nucleic acid sequence associated with a unique function in the body such as production of a specific protein. Malaria: A life–threatening parasitic infection transmitted by mosquitos and characterized by fever and chills, fatigue, vomiting, and headaches and, when severe, jaundice, coma, seizures, and death; no one drug kills all forms of the parasite's life cycle, so a combination of drugs from quinolone–related compounds, ant folates, artemisinin derivatives, and antimicrobials is generally given. Red blood cells (RBCs): One of three primary cell types in blood that primarily carries oxygen through the body on the hemoglobin molecule; the red–colored protein in the red blood cell that carries oxygen to the tissue and returns carbon dioxide to the lungs; RBCs have surface antigens that can form antibodies, typically through exposure via pregnancy or blood transfusion; at a future time, these antibodies can cause hemolytic anemia, killing fetal RBCs during pregnancy, or transfused RBCs during a blood transfusion, or possibly the patient's own RBCs due to an autoimmune response; also known as erythrocytes. Tips Use this code only for the appropriate proprietary test; report one unit of this code for a single specimen analyzed on a single date of service. Some payers may pay separately for collecting the specimen using a code such as 36415. Grifols Immunohematology Center provides multiple PLA codes (including 0180U–0201U and 0221U–0222U), each for genotype analysis for different blood group antigens — ensure that you are using the correct code. Additional Info “U” codes are included in the CPT® code set to identify specific proprietary laboratory analyses (PLA) tests. PLA codes take precedence over the usual 80000 series codes for laboratory/pathology. Use this code only for the above–described test; do not report this test using any other CPT® code. PLA code descriptors follow existing code conventions when possible, and lab techniques used include multianalyte assays with algorithmic analyses (MAAA) and genomic sequencing procedures (GSP), among others. Read Less | Range Specific Guideline Proprietary laboratory analyses (PLA) codes describe proprietary clinical laboratory analyses and can be either provided by a single ("sole-source") laboratory or licensed or marketed to multiple providing laboratories (eg, cleared or approved by the Food and Drug Administration [FDA]). This subsection includes advanced diagnostic laboratory tests (ADLTs) and clinical diagnostic laboratory tests (CDLTs), as defined under the Protecting Access to Medicare Act (PAMA) of 2014. These analyses may include a range of medical laboratory tests including, but not limited to, multianalyte assays with algorithmic analyses (MAAA) and genomic sequencing procedures (GSP). The descriptor nomenclature follows, where possible, existing code conventions (eg, MAAA, GSP). Unless specifically noted, even though the Proprietary Laboratory Analyses section of the code set is located at the end of the Pathology and Laboratory section of the code set, a PLA code does not fulfill Category I code criteria. PLA codes are not required to fulfill the Category I criteria. The standards for inclusion in the PLA section are: The test must be commercially available in the United States for use on human specimens and The clinical laboratory or manufacturer that offers the test must request the code. For similar laboratory analyses that fulfill Category I criteria, see codes listed in the numeric 80000 series. When a PLA code is available to report a given proprietary laboratory service, that PLA code takes precedence. The service should not be reported with any other CPT® code(s) and other CPT® code(s) should not be used to report services that may be reported with that specific PLA code. These codes encompass all analytical services required for the analysis (eg, cell lysis, nucleic acid stabilization, extraction, digestion, amplification, hybridization and detection). For molecular analyses, additional procedures that are required prior to cell lysis (eg, microdissection [codes 88380 and 88381]) may be reported separately. Codes in this subsection are released on a quarterly basis to expedite dissemination for reporting. PLA codes will be published electronically on the AMA CPT® website (ama-assn.org/cpt-pla-codes), distributed via CPT® data files on a quarterly basis, and, at a minimum, made available in print annually in the CPT® codebook. See the Introduction section of the CPT® code set for a complete list of the dates of release and implementation. All codes that are included in this section are also included in Appendix O, with the procedure's proprietary name. In order to report a PLA code, the analysis performed must fulfill the code descriptor and must be the test represented by the proprietary name listed in Appendix O. In some instances, the descriptor language of PLA codes may be identical and the code may only be differentiated by the listed proprietary name in Appendix O. When more than one PLA has an identical descriptor, the codes will be denoted by the symbol "â™“." All PLA tests will have assigned codes in the PLA section of the code set. Any PLA coded test(s) that satisfies Category I criteria and has been accepted by the CPT® Editorial Panel will be designated by the addition of the symbol "^" to the existing PLA code and will remain in the PLA section of the code set. If a proprietary test has already been accepted for a Category I code and a code has not been published, subsequent application for a PLA code will take precedence. The code will only be placed in the PLA section. The accuracy of a PLA code is to be maintained by the original applicant, or the current owner of the test kit or laboratory performing the proprietary test. A new PLA code is required when: 1. Additional nucleic acid (DNA or RNA) and/or protein analysis(es) are added to the current PLA test, or 2. The name of the PLA test has changed in association with changes in test performance or test characteristics. The addition or modification of the therapeutic applications of the test require submission of a code change application, but it may not require a new code number. | 0001U-0599U | https://www.aapc.com/codes/cpt-codes/0188U | 2025-10-27T17:28:24.608445Z
0189U | Red cell antigen (MNS blood group) genotyping (GYPA), gene analysis, GYPA (glycophorin A [MNS blood group]) introns 1, 5, exon 2 | This is a Proprietary Laboratory Analyses (PLA) code, meaning that the code applies to only one unique lab test made by a specific manufacturer or performed by a specific lab. Report 0189U for the Navigator GYPA Sequencing test from Grifols Immunohematology Center using a specimen such as blood. Analysis of the specific gene sequences listed in the code indicates MNS blood group antigens, which may help minimize adverse blood–type incompatibility reactions in blood transfusions, organ transplants, or in pregnancy and newborns. Explanation The lab analyst performs gene analysis using a patient specimen such as blood or saliva to analyze introns 1 and 5 and exon 2 of GYPA (glycophorin A). Variation in the GYPA gene contributes to the individual’s MNS blood group by determining the presence or absence of specific red blood cell (RBC) antigens. The GYPB gene also contributes to determining the MNS blood group. The test involves DNA amplification using a method such as polymerase chain reaction (PCR) and uses a Luminex® platform to identify genetic markers for specific red blood cell antigens in the MNS blood group. Although not limited to testing for a specific condition, clinicians may order this test on specimens from blood or tissue donors and recipients to improve transfusion or transplant compatibility, or on specimens from maternal blood to minimize newborn adverse blood reactions or maternal antibody formation. Blood group genotyping provides some advantages over traditional serology typing methods, which may be compromised by antibody interference, or weak antibody reactivity or antigen expression. Terminology Amplification: Making more copies of a desired gene for study by processes such as polymerase chain reaction (PCR) or transcription of DNA to RNA and reverse transcription from RNA to make an additional copy of the DNA. Antigen: A foreign substance that the body reacts to with an immune response, such as producing a specific antibody; lab tests may utilize reactions between antibodies and antigens to identify a substance in a patient specimen. Blood group: A set of human red blood cell antigens that can determine compatibility in transfusion; the best known groups are the ABO system and the Rh system. Exon: Nucleic acid sequence that includes at least part of the code for a specific product, such as a protein. Gene: Specific nucleic acid sequence associated with a unique function in the body such as production of a specific protein. Introns: Nucleic acid sequence that does not code for amino acids; located between exons in a gene. Red blood cells (RBCs): One of three primary cell types in blood that primarily carries oxygen through the body on the hemoglobin molecule; the red–colored protein in the red blood cell that carries oxygen to the tissue and returns carbon dioxide to the lungs; RBCs have surface antigens that can form antibodies, typically through exposure via pregnancy or blood transfusion; at a future time, these antibodies can cause hemolytic anemia, killing fetal RBCs during pregnancy, or transfused RBCs during a blood transfusion, or possibly the patient's own RBCs due to an autoimmune response; also known as erythrocytes. Tips Use this code only for the appropriate proprietary test; report one unit of this code for a single specimen analyzed on a single date of service. See 0190U for genotyping the GYPB gene, which also contributes to determining MNS blood group. Some payers may pay separately for collecting the specimen using a code such as 36415. Grifols Immunohematology Center provides multiple PLA codes (including 0180U–0201U and 0221U–0222U), each for genotype analysis for different blood group antigens — ensure that you are using the correct code. Additional Info “U” codes are included in the CPT® code set to identify specific proprietary laboratory analyses (PLA) tests. PLA codes take precedence over the usual 80000 series codes for laboratory/pathology. Use this code only for the above–described test; do not report this test using any other CPT® code. PLA code descriptors follow existing code conventions when possible, and lab techniques used include multianalyte assays with algorithmic analyses (MAAA) and genomic sequencing procedures (GSP), among others. Read Less | Range Specific Guideline Proprietary laboratory analyses (PLA) codes describe proprietary clinical laboratory analyses and can be either provided by a single ("sole-source") laboratory or licensed or marketed to multiple providing laboratories (eg, cleared or approved by the Food and Drug Administration [FDA]). This subsection includes advanced diagnostic laboratory tests (ADLTs) and clinical diagnostic laboratory tests (CDLTs), as defined under the Protecting Access to Medicare Act (PAMA) of 2014. These analyses may include a range of medical laboratory tests including, but not limited to, multianalyte assays with algorithmic analyses (MAAA) and genomic sequencing procedures (GSP). The descriptor nomenclature follows, where possible, existing code conventions (eg, MAAA, GSP). Unless specifically noted, even though the Proprietary Laboratory Analyses section of the code set is located at the end of the Pathology and Laboratory section of the code set, a PLA code does not fulfill Category I code criteria. PLA codes are not required to fulfill the Category I criteria. The standards for inclusion in the PLA section are: The test must be commercially available in the United States for use on human specimens and The clinical laboratory or manufacturer that offers the test must request the code. For similar laboratory analyses that fulfill Category I criteria, see codes listed in the numeric 80000 series. When a PLA code is available to report a given proprietary laboratory service, that PLA code takes precedence. The service should not be reported with any other CPT® code(s) and other CPT® code(s) should not be used to report services that may be reported with that specific PLA code. These codes encompass all analytical services required for the analysis (eg, cell lysis, nucleic acid stabilization, extraction, digestion, amplification, hybridization and detection). For molecular analyses, additional procedures that are required prior to cell lysis (eg, microdissection [codes 88380 and 88381]) may be reported separately. Codes in this subsection are released on a quarterly basis to expedite dissemination for reporting. PLA codes will be published electronically on the AMA CPT® website (ama-assn.org/cpt-pla-codes), distributed via CPT® data files on a quarterly basis, and, at a minimum, made available in print annually in the CPT® codebook. See the Introduction section of the CPT® code set for a complete list of the dates of release and implementation. All codes that are included in this section are also included in Appendix O, with the procedure's proprietary name. In order to report a PLA code, the analysis performed must fulfill the code descriptor and must be the test represented by the proprietary name listed in Appendix O. In some instances, the descriptor language of PLA codes may be identical and the code may only be differentiated by the listed proprietary name in Appendix O. When more than one PLA has an identical descriptor, the codes will be denoted by the symbol "â™“." All PLA tests will have assigned codes in the PLA section of the code set. Any PLA coded test(s) that satisfies Category I criteria and has been accepted by the CPT® Editorial Panel will be designated by the addition of the symbol "^" to the existing PLA code and will remain in the PLA section of the code set. If a proprietary test has already been accepted for a Category I code and a code has not been published, subsequent application for a PLA code will take precedence. The code will only be placed in the PLA section. The accuracy of a PLA code is to be maintained by the original applicant, or the current owner of the test kit or laboratory performing the proprietary test. A new PLA code is required when: 1. Additional nucleic acid (DNA or RNA) and/or protein analysis(es) are added to the current PLA test, or 2. The name of the PLA test has changed in association with changes in test performance or test characteristics. The addition or modification of the therapeutic applications of the test require submission of a code change application, but it may not require a new code number. | 0001U-0599U | https://www.aapc.com/codes/cpt-codes/0189U | 2025-10-27T17:28:42.471926Z
0190U | Red cell antigen (MNS blood group) genotyping (GYPB), gene analysis, GYPB (glycophorin B [MNS blood group]) introns 1, 5, pseudoexon 3 | This is a Proprietary Laboratory Analyses (PLA) code, meaning that the code applies to only one unique lab test made by a specific manufacturer or performed by a specific lab. Report 0190U for the Navigator GYPB Sequencing test from Grifols Immunohematology Center using a specimen such as blood. Analysis of the specific gene sequences listed in the code indicates MNS blood group antigens, which may help clinicians minimize adverse blood–type incompatibility reactions in blood transfusions, organ transplants, or in pregnancy and newborns. Explanation The lab analyst performs gene analysis using a patient specimen such as blood or saliva to analyze introns 1 and 5 and pseudoexon 3 of GYPB (glycophorin B). Variation in the GYPB gene contributes to the individual’s MNS blood group by determining the presence or absence of specific red blood cell (RBC) antigens. The GYPA gene also contributes to determining the MNS blood group. The test involves DNA amplification using a method such as polymerase chain reaction (PCR) and uses a Luminex® platform to identify genetic markers for specific red blood cell antigens in the MNS blood group. Although not limited to testing for a specific condition, clinicians may order this test on specimens from blood or tissue donors and recipients to improve transfusion or transplant compatibility, or on specimens from maternal blood to minimize newborn adverse blood reactions or maternal antibody formation. Blood group genotyping provides some advantages over traditional serology typing methods, which may be compromised by antibody interference, or weak antibody reactivity or antigen expression. Terminology Amplification: Making more copies of a desired gene for study by processes such as polymerase chain reaction (PCR) or transcription of DNA to RNA and reverse transcription from RNA to make an additional copy of the DNA. Antigen: A foreign substance that the body reacts to with an immune response, such as producing a specific antibody; lab tests may utilize reactions between antibodies and antigens to identify a substance in a patient specimen. Blood group: A set of human red blood cell antigens that can determine compatibility in transfusion; the best known groups are the ABO system and the Rh system. Exon: Nucleic acid sequence that includes at least part of the code for a specific product, such as a protein. Gene: Specific nucleic acid sequence associated with a unique function in the body such as production of a specific protein. Red blood cells (RBCs): One of three primary cell types in blood that primarily carries oxygen through the body on the hemoglobin molecule; the red–colored protein in the red blood cell that carries oxygen to the tissue and returns carbon dioxide to the lungs; RBCs have surface antigens that can form antibodies, typically through exposure via pregnancy or blood transfusion; at a future time, these antibodies can cause hemolytic anemia, killing fetal RBCs during pregnancy, or transfused RBCs during a blood transfusion, or possibly the patient's own RBCs due to an autoimmune response; also known as erythrocytes. Tips Use this code only for the appropriate proprietary test; report one unit of this code for a single specimen analyzed on a single date of service. See 0189U for genotyping the GYPA gene, which also contributes to determining MNS blood group. Some payers may pay separately for collecting the specimen using a code such as 36415. Grifols Immunohematology Center provides multiple PLA codes (including 0180U–0201U and 0221U–0222U), each for genotype analysis for different blood group antigens — ensure that you are using the correct code. Additional Info “U” codes are included in the CPT® code set to identify specific proprietary laboratory analyses (PLA) tests. PLA codes take precedence over the usual 80000 series codes for laboratory/pathology. Use this code only for the above–described test; do not report this test using any other CPT® code. PLA code descriptors follow existing code conventions when possible, and lab techniques used include multianalyte assays with algorithmic analyses (MAAA) and genomic sequencing procedures (GSP), among others. Read Less | Range Specific Guideline Proprietary laboratory analyses (PLA) codes describe proprietary clinical laboratory analyses and can be either provided by a single ("sole-source") laboratory or licensed or marketed to multiple providing laboratories (eg, cleared or approved by the Food and Drug Administration [FDA]). This subsection includes advanced diagnostic laboratory tests (ADLTs) and clinical diagnostic laboratory tests (CDLTs), as defined under the Protecting Access to Medicare Act (PAMA) of 2014. These analyses may include a range of medical laboratory tests including, but not limited to, multianalyte assays with algorithmic analyses (MAAA) and genomic sequencing procedures (GSP). The descriptor nomenclature follows, where possible, existing code conventions (eg, MAAA, GSP). Unless specifically noted, even though the Proprietary Laboratory Analyses section of the code set is located at the end of the Pathology and Laboratory section of the code set, a PLA code does not fulfill Category I code criteria. PLA codes are not required to fulfill the Category I criteria. The standards for inclusion in the PLA section are: The test must be commercially available in the United States for use on human specimens and The clinical laboratory or manufacturer that offers the test must request the code. For similar laboratory analyses that fulfill Category I criteria, see codes listed in the numeric 80000 series. When a PLA code is available to report a given proprietary laboratory service, that PLA code takes precedence. The service should not be reported with any other CPT® code(s) and other CPT® code(s) should not be used to report services that may be reported with that specific PLA code. These codes encompass all analytical services required for the analysis (eg, cell lysis, nucleic acid stabilization, extraction, digestion, amplification, hybridization and detection). For molecular analyses, additional procedures that are required prior to cell lysis (eg, microdissection [codes 88380 and 88381]) may be reported separately. Codes in this subsection are released on a quarterly basis to expedite dissemination for reporting. PLA codes will be published electronically on the AMA CPT® website (ama-assn.org/cpt-pla-codes), distributed via CPT® data files on a quarterly basis, and, at a minimum, made available in print annually in the CPT® codebook. See the Introduction section of the CPT® code set for a complete list of the dates of release and implementation. All codes that are included in this section are also included in Appendix O, with the procedure's proprietary name. In order to report a PLA code, the analysis performed must fulfill the code descriptor and must be the test represented by the proprietary name listed in Appendix O. In some instances, the descriptor language of PLA codes may be identical and the code may only be differentiated by the listed proprietary name in Appendix O. When more than one PLA has an identical descriptor, the codes will be denoted by the symbol "â™“." All PLA tests will have assigned codes in the PLA section of the code set. Any PLA coded test(s) that satisfies Category I criteria and has been accepted by the CPT® Editorial Panel will be designated by the addition of the symbol "^" to the existing PLA code and will remain in the PLA section of the code set. If a proprietary test has already been accepted for a Category I code and a code has not been published, subsequent application for a PLA code will take precedence. The code will only be placed in the PLA section. The accuracy of a PLA code is to be maintained by the original applicant, or the current owner of the test kit or laboratory performing the proprietary test. A new PLA code is required when: 1. Additional nucleic acid (DNA or RNA) and/or protein analysis(es) are added to the current PLA test, or 2. The name of the PLA test has changed in association with changes in test performance or test characteristics. The addition or modification of the therapeutic applications of the test require submission of a code change application, but it may not require a new code number. | 0001U-0599U | https://www.aapc.com/codes/cpt-codes/0190U | 2025-10-27T17:29:00.458986Z
0191U | Red cell antigen (Indian blood group) genotyping (IN), gene analysis, CD44 (CD44 molecule [Indian blood group]) exons 2, 3, 6 | This is a Proprietary Laboratory Analyses (PLA) code, meaning that the code applies to only one unique lab test made by a specific manufacturer or performed by a specific lab. Report 0191U for the Navigator IN Sequencing test from Grifols Immunohematology Center using a specimen such as blood. Analysis of the specific gene sequences listed in the code indicates Indian (IN) blood group antigens, which may help clinicians minimize adverse blood–type incompatibility reactions in blood transfusions, organ transplants, or in pregnancy and newborns. Explanation The lab analyst performs gene analysis using a patient specimen such as blood or saliva to analyze exons 2, 3, and 6 for the CD44 molecule. Variation in the CD44 gene determines the individual’s Indian (IN) blood group by determining the presence or absence of specific red blood cell (RBC) antigens. The test involves DNA amplification using a method such as polymerase chain reaction (PCR) and uses a Luminex® platform to identify genetic markers for specific red blood cell antigens in the IN blood group. Although not limited to testing for a specific condition, clinicians may order this test on specimens from blood or tissue donors and recipients to improve transfusion or transplant compatibility, or on specimens from maternal blood to minimize newborn adverse blood reactions or maternal antibody formation. Blood group genotyping provides some advantages over traditional serology typing methods, which may be compromised by antibody interference, or weak antibody reactivity or antigen expression. Terminology Amplification: Making more copies of a desired gene for study by processes such as polymerase chain reaction (PCR) or transcription of DNA to RNA and reverse transcription from RNA to make an additional copy of the DNA. Antigen: A foreign substance that the body reacts to with an immune response, such as producing a specific antibody; lab tests may utilize reactions between antibodies and antigens to identify a substance in a patient specimen. Blood group: A set of human red blood cell antigens that can determine compatibility in transfusion; the best known groups are the ABO system and the Rh system. Exon: Nucleic acid sequence that includes at least part of the code for a specific product, such as a protein. Gene: Specific nucleic acid sequence associated with a unique function in the body such as production of a specific protein. Red blood cells (RBCs): One of three primary cell types in blood that primarily carries oxygen through the body on the hemoglobin molecule; the red–colored protein in the red blood cell that carries oxygen to the tissue and returns carbon dioxide to the lungs; RBCs have surface antigens that can form antibodies, typically through exposure via pregnancy or blood transfusion; at a future time, these antibodies can cause hemolytic anemia, killing fetal RBCs during pregnancy, or transfused RBCs during a blood transfusion, or possibly the patient's own RBCs due to an autoimmune response; also known as erythrocytes. Tips Use this code only for the appropriate proprietary test; report one unit of this code for a single specimen analyzed on a single date of service. Some payers may pay separately for collection of the specimen; check with the appropriate payer. Grifols Immunohematology Center provides multiple PLA codes (including 0180U–0201U and 0221U–0222U), each for genotype analysis for different blood group antigens — ensure that you are using the correct code. Additional Info “U” codes are included in the CPT® code set to identify specific proprietary laboratory analyses (PLA) tests. PLA codes take precedence over the usual 80000 series codes for laboratory/pathology. Use this code only for the above–described test; do not report this test using any other CPT® code. PLA code descriptors follow existing code conventions when possible, and lab techniques used include multianalyte assays with algorithmic analyses (MAAA) and genomic sequencing procedures (GSP), among others. Read Less | Range Specific Guideline Proprietary laboratory analyses (PLA) codes describe proprietary clinical laboratory analyses and can be either provided by a single ("sole-source") laboratory or licensed or marketed to multiple providing laboratories (eg, cleared or approved by the Food and Drug Administration [FDA]). This subsection includes advanced diagnostic laboratory tests (ADLTs) and clinical diagnostic laboratory tests (CDLTs), as defined under the Protecting Access to Medicare Act (PAMA) of 2014. These analyses may include a range of medical laboratory tests including, but not limited to, multianalyte assays with algorithmic analyses (MAAA) and genomic sequencing procedures (GSP). The descriptor nomenclature follows, where possible, existing code conventions (eg, MAAA, GSP). Unless specifically noted, even though the Proprietary Laboratory Analyses section of the code set is located at the end of the Pathology and Laboratory section of the code set, a PLA code does not fulfill Category I code criteria. PLA codes are not required to fulfill the Category I criteria. The standards for inclusion in the PLA section are: The test must be commercially available in the United States for use on human specimens and The clinical laboratory or manufacturer that offers the test must request the code. For similar laboratory analyses that fulfill Category I criteria, see codes listed in the numeric 80000 series. When a PLA code is available to report a given proprietary laboratory service, that PLA code takes precedence. The service should not be reported with any other CPT® code(s) and other CPT® code(s) should not be used to report services that may be reported with that specific PLA code. These codes encompass all analytical services required for the analysis (eg, cell lysis, nucleic acid stabilization, extraction, digestion, amplification, hybridization and detection). For molecular analyses, additional procedures that are required prior to cell lysis (eg, microdissection [codes 88380 and 88381]) may be reported separately. Codes in this subsection are released on a quarterly basis to expedite dissemination for reporting. PLA codes will be published electronically on the AMA CPT® website (ama-assn.org/cpt-pla-codes), distributed via CPT® data files on a quarterly basis, and, at a minimum, made available in print annually in the CPT® codebook. See the Introduction section of the CPT® code set for a complete list of the dates of release and implementation. All codes that are included in this section are also included in Appendix O, with the procedure's proprietary name. In order to report a PLA code, the analysis performed must fulfill the code descriptor and must be the test represented by the proprietary name listed in Appendix O. In some instances, the descriptor language of PLA codes may be identical and the code may only be differentiated by the listed proprietary name in Appendix O. When more than one PLA has an identical descriptor, the codes will be denoted by the symbol "â™“." All PLA tests will have assigned codes in the PLA section of the code set. Any PLA coded test(s) that satisfies Category I criteria and has been accepted by the CPT® Editorial Panel will be designated by the addition of the symbol "^" to the existing PLA code and will remain in the PLA section of the code set. If a proprietary test has already been accepted for a Category I code and a code has not been published, subsequent application for a PLA code will take precedence. The code will only be placed in the PLA section. The accuracy of a PLA code is to be maintained by the original applicant, or the current owner of the test kit or laboratory performing the proprietary test. A new PLA code is required when: 1. Additional nucleic acid (DNA or RNA) and/or protein analysis(es) are added to the current PLA test, or 2. The name of the PLA test has changed in association with changes in test performance or test characteristics. The addition or modification of the therapeutic applications of the test require submission of a code change application, but it may not require a new code number. | 0001U-0599U | https://www.aapc.com/codes/cpt-codes/0191U | 2025-10-27T17:29:18.712377Z
0192U | Red cell antigen (Kidd blood group) genotyping (JK), gene analysis, SLC14A1 (solute carrier family 14 member 1 [Kidd blood group]) gene promoter, exon 9 | This is a Proprietary Laboratory Analyses (PLA) code, meaning that the code applies to only one unique lab test made by a specific manufacturer or performed by a specific lab. Report 0192U for the Navigator JK Sequencing test from Grifols Immunohematology Center using a specimen such as blood. Analysis of the specific gene sequences listed in the code indicates Kidd blood group antigens, which may help clinicians minimize adverse blood–type incompatibility reactions in blood transfusions, organ transplants, or in pregnancy and newborns. Explanation The lab analyst performs gene analysis using a patient specimen such as blood or saliva to analyze exon 9 of SLC14A1 (solute carrier family 14 member 1). Variation in the SLC14A1 gene determines the individual’s Kidd blood group by determining the presence or absence of specific JK red blood cell (RBC) antigens. The test involves DNA amplification using a method such as polymerase chain reaction (PCR) and uses a Luminex® platform to identify genetic markers for specific red blood cell antigens in the Kidd blood group. Although not limited to testing for a specific condition, clinicians may order this test on specimens from blood or tissue donors and recipients to improve transfusion or transplant compatibility, or on specimens from maternal blood to minimize newborn adverse blood reactions or maternal antibody formation. Blood group genotyping provides some advantages over traditional serology typing methods, which may be compromised by antibody interference, or weak antibody reactivity or antigen expression. Terminology Amplification: Making more copies of a desired gene for study by processes such as polymerase chain reaction (PCR) or transcription of DNA to RNA and reverse transcription from RNA to make an additional copy of the DNA. Antigen: A foreign substance that the body reacts to with an immune response, such as producing a specific antibody; lab tests may utilize reactions between antibodies and antigens to identify a substance in a patient specimen. Blood group: A set of human red blood cell antigens that can determine compatibility in transfusion; the best known groups are the ABO system and the Rh system. Exon: Nucleic acid sequence that includes at least part of the code for a specific product, such as a protein. Gene: Specific nucleic acid sequence associated with a unique function in the body such as production of a specific protein. Red blood cells (RBCs): One of three primary cell types in blood that primarily carries oxygen through the body on the hemoglobin molecule; the red–colored protein in the red blood cell that carries oxygen to the tissue and returns carbon dioxide to the lungs; RBCs have surface antigens that can form antibodies, typically through exposure via pregnancy or blood transfusion; at a future time, these antibodies can cause hemolytic anemia, killing fetal RBCs during pregnancy, or transfused RBCs during a blood transfusion, or possibly the patient's own RBCs due to an autoimmune response; also known as erythrocytes. Tips Use this code only for the appropriate proprietary test; report one unit of this code for a single specimen analyzed on a single date of service. Some payers may pay separately for collecting the specimen using a code such as 36415. Grifols Immunohematology Center provides multiple PLA codes (including 0180U–0201U and 0221U–0222U), each for genotype analysis for different blood group antigens — ensure that you are using the correct code. Additional Info “U” codes are included in the CPT® code set to identify specific proprietary laboratory analyses (PLA) tests. PLA codes take precedence over the usual 80000 series codes for laboratory/pathology. Use this code only for the above–described test; do not report this test using any other CPT® code. PLA code descriptors follow existing code conventions when possible, and lab techniques used include multianalyte assays with algorithmic analyses (MAAA) and genomic sequencing procedures (GSP), among others. Read Less | Range Specific Guideline Proprietary laboratory analyses (PLA) codes describe proprietary clinical laboratory analyses and can be either provided by a single ("sole-source") laboratory or licensed or marketed to multiple providing laboratories (eg, cleared or approved by the Food and Drug Administration [FDA]). This subsection includes advanced diagnostic laboratory tests (ADLTs) and clinical diagnostic laboratory tests (CDLTs), as defined under the Protecting Access to Medicare Act (PAMA) of 2014. These analyses may include a range of medical laboratory tests including, but not limited to, multianalyte assays with algorithmic analyses (MAAA) and genomic sequencing procedures (GSP). The descriptor nomenclature follows, where possible, existing code conventions (eg, MAAA, GSP). Unless specifically noted, even though the Proprietary Laboratory Analyses section of the code set is located at the end of the Pathology and Laboratory section of the code set, a PLA code does not fulfill Category I code criteria. PLA codes are not required to fulfill the Category I criteria. The standards for inclusion in the PLA section are: The test must be commercially available in the United States for use on human specimens and The clinical laboratory or manufacturer that offers the test must request the code. For similar laboratory analyses that fulfill Category I criteria, see codes listed in the numeric 80000 series. When a PLA code is available to report a given proprietary laboratory service, that PLA code takes precedence. The service should not be reported with any other CPT® code(s) and other CPT® code(s) should not be used to report services that may be reported with that specific PLA code. These codes encompass all analytical services required for the analysis (eg, cell lysis, nucleic acid stabilization, extraction, digestion, amplification, hybridization and detection). For molecular analyses, additional procedures that are required prior to cell lysis (eg, microdissection [codes 88380 and 88381]) may be reported separately. Codes in this subsection are released on a quarterly basis to expedite dissemination for reporting. PLA codes will be published electronically on the AMA CPT® website (ama-assn.org/cpt-pla-codes), distributed via CPT® data files on a quarterly basis, and, at a minimum, made available in print annually in the CPT® codebook. See the Introduction section of the CPT® code set for a complete list of the dates of release and implementation. All codes that are included in this section are also included in Appendix O, with the procedure's proprietary name. In order to report a PLA code, the analysis performed must fulfill the code descriptor and must be the test represented by the proprietary name listed in Appendix O. In some instances, the descriptor language of PLA codes may be identical and the code may only be differentiated by the listed proprietary name in Appendix O. When more than one PLA has an identical descriptor, the codes will be denoted by the symbol "â™“." All PLA tests will have assigned codes in the PLA section of the code set. Any PLA coded test(s) that satisfies Category I criteria and has been accepted by the CPT® Editorial Panel will be designated by the addition of the symbol "^" to the existing PLA code and will remain in the PLA section of the code set. If a proprietary test has already been accepted for a Category I code and a code has not been published, subsequent application for a PLA code will take precedence. The code will only be placed in the PLA section. The accuracy of a PLA code is to be maintained by the original applicant, or the current owner of the test kit or laboratory performing the proprietary test. A new PLA code is required when: 1. Additional nucleic acid (DNA or RNA) and/or protein analysis(es) are added to the current PLA test, or 2. The name of the PLA test has changed in association with changes in test performance or test characteristics. The addition or modification of the therapeutic applications of the test require submission of a code change application, but it may not require a new code number. | 0001U-0599U | https://www.aapc.com/codes/cpt-codes/0192U | 2025-10-27T17:29:36.769602Z
0193U | Red cell antigen (JR blood group) genotyping (JR), gene analysis, ABCG2 (ATP binding cassette subfamily G member 2 [Junior blood group]) exons 2-26 | This is a Proprietary Laboratory Analyses (PLA) code, meaning that the code applies to only one unique lab test made by a specific manufacturer or performed by a specific lab. Report 0193U for the Navigator JR Sequencing test from Grifols Immunohematology Center using a specimen such as blood. Analysis of the specific gene sequences listed in the code indicates Junior (JR) blood group antigens, which may help minimize adverse blood–type incompatibility reactions in blood transfusions, organ transplants, or in pregnancy and newborns. Explanation The lab analyst performs gene analysis using a patient specimen such as blood to analyze exons 2 to 26 of ABCG2 (ATP binding cassette subfamily G member 2). Variation in the ABCG2 gene determines the individual’s Junior (JR) blood group by determining the presence or absence of specific JR(a) red blood cell (RBC) antigen. The test involves DNA amplification using a method such as polymerase chain reaction (PCR) and uses a Luminex® platform to identify genetic markers for specific red blood cell antigens in the JR blood group. Although not limited to testing for a specific condition, clinicians may order this test on specimens from blood or tissue donors and recipients to improve transfusion or transplant compatibility, or on specimens from maternal blood to minimize newborn adverse blood reactions or maternal antibody formation. Blood group genotyping provides some advantages over traditional serology typing methods, which may be compromised by antibody interference, or weak antibody reactivity or antigen expression. Terminology Amplification: Making more copies of a desired gene for study by processes such as polymerase chain reaction (PCR) or transcription of DNA to RNA and reverse transcription from RNA to make an additional copy of the DNA. Antigen: A foreign substance that the body reacts to with an immune response, such as producing a specific antibody; lab tests may utilize reactions between antibodies and antigens to identify a substance in a patient specimen. Blood group: A set of human red blood cell antigens that can determine compatibility in transfusion; the best known groups are the ABO system and the Rh system. Exon: Nucleic acid sequence that includes at least part of the code for a specific product, such as a protein. Gene: Specific nucleic acid sequence associated with a unique function in the body such as production of a specific protein. Red blood cells (RBCs): One of three primary cell types in blood that primarily carries oxygen through the body on the hemoglobin molecule; the red–colored protein in the red blood cell that carries oxygen to the tissue and returns carbon dioxide to the lungs; RBCs have surface antigens that can form antibodies, typically through exposure via pregnancy or blood transfusion; at a future time, these antibodies can cause hemolytic anemia, killing fetal RBCs during pregnancy, or transfused RBCs during a blood transfusion, or possibly the patient's own RBCs due to an autoimmune response; also known as erythrocytes. Tips Use this code only for the appropriate proprietary test; report one unit of this code for a single specimen analyzed on a single date of service. Some payers may pay separately for collection of the specimen using a code such as 36415. Grifols Immunohematology Center provides multiple PLA codes (including 0180U–0201U and 0221U–0222U), each for genotype analysis for different blood group antigens — ensure that you are using the correct code. Additional Info “U” codes are included in the CPT® code set to identify specific proprietary laboratory analyses (PLA) tests. PLA codes take precedence over the usual 80000 series codes for laboratory/pathology. Use this code only for the above–described test; do not report this test using any other CPT® code. PLA code descriptors follow existing code conventions when possible, and lab techniques used include multianalyte assays with algorithmic analyses (MAAA) and genomic sequencing procedures (GSP), among others. Read Less | Range Specific Guideline Proprietary laboratory analyses (PLA) codes describe proprietary clinical laboratory analyses and can be either provided by a single ("sole-source") laboratory or licensed or marketed to multiple providing laboratories (eg, cleared or approved by the Food and Drug Administration [FDA]). This subsection includes advanced diagnostic laboratory tests (ADLTs) and clinical diagnostic laboratory tests (CDLTs), as defined under the Protecting Access to Medicare Act (PAMA) of 2014. These analyses may include a range of medical laboratory tests including, but not limited to, multianalyte assays with algorithmic analyses (MAAA) and genomic sequencing procedures (GSP). The descriptor nomenclature follows, where possible, existing code conventions (eg, MAAA, GSP). Unless specifically noted, even though the Proprietary Laboratory Analyses section of the code set is located at the end of the Pathology and Laboratory section of the code set, a PLA code does not fulfill Category I code criteria. PLA codes are not required to fulfill the Category I criteria. The standards for inclusion in the PLA section are: The test must be commercially available in the United States for use on human specimens and The clinical laboratory or manufacturer that offers the test must request the code. For similar laboratory analyses that fulfill Category I criteria, see codes listed in the numeric 80000 series. When a PLA code is available to report a given proprietary laboratory service, that PLA code takes precedence. The service should not be reported with any other CPT® code(s) and other CPT® code(s) should not be used to report services that may be reported with that specific PLA code. These codes encompass all analytical services required for the analysis (eg, cell lysis, nucleic acid stabilization, extraction, digestion, amplification, hybridization and detection). For molecular analyses, additional procedures that are required prior to cell lysis (eg, microdissection [codes 88380 and 88381]) may be reported separately. Codes in this subsection are released on a quarterly basis to expedite dissemination for reporting. PLA codes will be published electronically on the AMA CPT® website (ama-assn.org/cpt-pla-codes), distributed via CPT® data files on a quarterly basis, and, at a minimum, made available in print annually in the CPT® codebook. See the Introduction section of the CPT® code set for a complete list of the dates of release and implementation. All codes that are included in this section are also included in Appendix O, with the procedure's proprietary name. In order to report a PLA code, the analysis performed must fulfill the code descriptor and must be the test represented by the proprietary name listed in Appendix O. In some instances, the descriptor language of PLA codes may be identical and the code may only be differentiated by the listed proprietary name in Appendix O. When more than one PLA has an identical descriptor, the codes will be denoted by the symbol "â™“." All PLA tests will have assigned codes in the PLA section of the code set. Any PLA coded test(s) that satisfies Category I criteria and has been accepted by the CPT® Editorial Panel will be designated by the addition of the symbol "^" to the existing PLA code and will remain in the PLA section of the code set. If a proprietary test has already been accepted for a Category I code and a code has not been published, subsequent application for a PLA code will take precedence. The code will only be placed in the PLA section. The accuracy of a PLA code is to be maintained by the original applicant, or the current owner of the test kit or laboratory performing the proprietary test. A new PLA code is required when: 1. Additional nucleic acid (DNA or RNA) and/or protein analysis(es) are added to the current PLA test, or 2. The name of the PLA test has changed in association with changes in test performance or test characteristics. The addition or modification of the therapeutic applications of the test require submission of a code change application, but it may not require a new code number. | 0001U-0599U | https://www.aapc.com/codes/cpt-codes/0193U | 2025-10-27T17:29:54.793942Z
0194U | Red cell antigen (Kell blood group) genotyping (KEL), gene analysis, KEL (Kell metallo-endopeptidase [Kell blood group]) exon 8 | This is a Proprietary Laboratory Analyses (PLA) code, meaning that the code applies to only one unique lab test made by a specific manufacturer or performed by a specific lab. Report 0194U for the Navigator KEL Sequencing test from Grifols Immunohematology Center using a specimen such as blood. Analysis of the specific gene sequences listed in the code indicates Kell blood group antigens, which may help clinicians minimize adverse blood–type incompatibility reactions in blood transfusions, organ transplants, or in pregnancy and newborns. Explanation The lab analyst performs gene analysis using a patient specimen such as blood or saliva to analyze exon 8 of KEL (Kell metallo–endopeptidase). Variation in the KEL gene determines the individual’s Kell blood group by determining the presence or absence of specific red blood cell (RBC) antigens. The test involves DNA amplification using a method such as polymerase chain reaction (PCR) and uses a Luminex® platform to identify genetic markers for specific red blood cell antigens in the Kell blood group. Although not limited to testing for a specific condition, clinicians may order this test on specimens from blood or tissue donors and recipients to improve transfusion or transplant compatibility, or on specimens from maternal blood to minimize newborn adverse blood reactions or maternal antibody formation. Incompatible Kell blood group antigens may result in severe hemolytic disease of the newborn (HDN). Blood group genotyping provides some advantages over traditional serology typing methods, which may be compromised by antibody interference, or weak antibody reactivity or antigen expression. Terminology Amplification: Making more copies of a desired gene for study by processes such as polymerase chain reaction (PCR) or transcription of DNA to RNA and reverse transcription from RNA to make an additional copy of the DNA. Antigen: A foreign substance that the body reacts to with an immune response, such as producing a specific antibody; lab tests may utilize reactions between antibodies and antigens to identify a substance in a patient specimen. Blood group: A set of human red blood cell antigens that can determine compatibility in transfusion; the best known groups are the ABO system and the Rh system. Exon: Nucleic acid sequence that includes at least part of the code for a specific product, such as a protein. Gene: Specific nucleic acid sequence associated with a unique function in the body such as production of a specific protein. Hemolytic disease of the newborn (HDN): Condition caused by maternal/fetal blood–group antigen incompatibility resulting in maternal antibodies attacking fetal/newborn red blood cells, rapidly breaking them down; the condition may be fatal to the newborn. Red blood cells (RBCs): One of three primary cell types in blood that primarily carries oxygen through the body on the hemoglobin molecule; the red–colored protein in the red blood cell that carries oxygen to the tissue and returns carbon dioxide to the lungs; RBCs have surface antigens that can form antibodies, typically through exposure via pregnancy or blood transfusion; at a future time, these antibodies can cause hemolytic anemia, killing fetal RBCs during pregnancy, or transfused RBCs during a blood transfusion, or possibly the patient's own RBCs due to an autoimmune response; also known as erythrocytes. Tips Use this code only for the appropriate proprietary test; report one unit of this code for a single specimen analyzed on a single date of service. Some payers may pay separately for collecting the specimen using a code such as 36415. Grifols Immunohematology Center provides multiple PLA codes (including 0180U–0201U and 0221U–0222U), each for genotype analysis for different blood group antigens — ensure that you are using the correct code. Additional Info “U” codes are included in the CPT® code set to identify specific proprietary laboratory analyses (PLA) tests. PLA codes take precedence over the usual 80000 series codes for laboratory/pathology. Use this code only for the above–described test; do not report this test using any other CPT® code. PLA code descriptors follow existing code conventions when possible, and lab techniques used include multianalyte assays with algorithmic analyses (MAAA) and genomic sequencing procedures (GSP), among others. Read Less | Range Specific Guideline Proprietary laboratory analyses (PLA) codes describe proprietary clinical laboratory analyses and can be either provided by a single ("sole-source") laboratory or licensed or marketed to multiple providing laboratories (eg, cleared or approved by the Food and Drug Administration [FDA]). This subsection includes advanced diagnostic laboratory tests (ADLTs) and clinical diagnostic laboratory tests (CDLTs), as defined under the Protecting Access to Medicare Act (PAMA) of 2014. These analyses may include a range of medical laboratory tests including, but not limited to, multianalyte assays with algorithmic analyses (MAAA) and genomic sequencing procedures (GSP). The descriptor nomenclature follows, where possible, existing code conventions (eg, MAAA, GSP). Unless specifically noted, even though the Proprietary Laboratory Analyses section of the code set is located at the end of the Pathology and Laboratory section of the code set, a PLA code does not fulfill Category I code criteria. PLA codes are not required to fulfill the Category I criteria. The standards for inclusion in the PLA section are: The test must be commercially available in the United States for use on human specimens and The clinical laboratory or manufacturer that offers the test must request the code. For similar laboratory analyses that fulfill Category I criteria, see codes listed in the numeric 80000 series. When a PLA code is available to report a given proprietary laboratory service, that PLA code takes precedence. The service should not be reported with any other CPT® code(s) and other CPT® code(s) should not be used to report services that may be reported with that specific PLA code. These codes encompass all analytical services required for the analysis (eg, cell lysis, nucleic acid stabilization, extraction, digestion, amplification, hybridization and detection). For molecular analyses, additional procedures that are required prior to cell lysis (eg, microdissection [codes 88380 and 88381]) may be reported separately. Codes in this subsection are released on a quarterly basis to expedite dissemination for reporting. PLA codes will be published electronically on the AMA CPT® website (ama-assn.org/cpt-pla-codes), distributed via CPT® data files on a quarterly basis, and, at a minimum, made available in print annually in the CPT® codebook. See the Introduction section of the CPT® code set for a complete list of the dates of release and implementation. All codes that are included in this section are also included in Appendix O, with the procedure's proprietary name. In order to report a PLA code, the analysis performed must fulfill the code descriptor and must be the test represented by the proprietary name listed in Appendix O. In some instances, the descriptor language of PLA codes may be identical and the code may only be differentiated by the listed proprietary name in Appendix O. When more than one PLA has an identical descriptor, the codes will be denoted by the symbol "â™“." All PLA tests will have assigned codes in the PLA section of the code set. Any PLA coded test(s) that satisfies Category I criteria and has been accepted by the CPT® Editorial Panel will be designated by the addition of the symbol "^" to the existing PLA code and will remain in the PLA section of the code set. If a proprietary test has already been accepted for a Category I code and a code has not been published, subsequent application for a PLA code will take precedence. The code will only be placed in the PLA section. The accuracy of a PLA code is to be maintained by the original applicant, or the current owner of the test kit or laboratory performing the proprietary test. A new PLA code is required when: 1. Additional nucleic acid (DNA or RNA) and/or protein analysis(es) are added to the current PLA test, or 2. The name of the PLA test has changed in association with changes in test performance or test characteristics. The addition or modification of the therapeutic applications of the test require submission of a code change application, but it may not require a new code number. | 0001U-0599U | https://www.aapc.com/codes/cpt-codes/0194U | 2025-10-27T17:30:12.807498Z
0195U | KLF1 (Kruppel-like factor 1), targeted sequencing (ie, exon 13) | This is a Proprietary Laboratory Analyses (PLA) code, meaning that the code applies to only one unique lab test made by a specific manufacturer or performed by a specific lab. Report 0195U for the Navigator KLF1 Sequencing test from Grifols Immunohematology Center using a specimen such as blood. Analysis of the specific gene sequences listed in the code helps identify Lutheran (LU) blood group antigens, which may help clinicians minimize adverse blood–type incompatibility reactions in blood transfusions, organ transplants, or in pregnancy and newborns. Explanation The lab analyst performs targeted sequencing using a patient specimen such as blood or saliva to analyze exon 13 of the KLF1 (Kruppel–like factor 1) gene. Variation in the KLF1 gene impacts expression of the BCAM gene, which determines the Lutheran (LU) blood group by determining the presence or absence of specific red blood cell (RBC) antigens. The test involves DNA amplification using a method such as polymerase chain reaction (PCR) and uses a Luminex® platform to identify genetic markers for specific red blood cell antigens in the Lutheran blood group. Although not limited to testing for a specific condition, clinicians may order this test on specimens from blood or tissue donors and recipients to improve transfusion or transplant compatibility, or on specimens from maternal blood to minimize newborn adverse blood reactions or maternal antibody formation. Blood group genotyping provides some advantages over traditional serology typing methods, which may be compromised by antibody interference, or weak antibody reactivity or antigen expression. Terminology Amplification: Making more copies of a desired gene for study by processes such as polymerase chain reaction (PCR) or transcription of DNA to RNA and reverse transcription from RNA to make an additional copy of the DNA. Antigen: A foreign substance that the body reacts to with an immune response, such as producing a specific antibody; lab tests may utilize reactions between antibodies and antigens to identify a substance in a patient specimen. Blood group: A set of human red blood cell antigens that can determine compatibility in transfusion; the best known groups are the ABO system and the Rh system. Exon: Nucleic acid sequence that includes at least part of the code for a specific product, such as a protein. Gene: Specific nucleic acid sequence associated with a unique function in the body such as production of a specific protein. Red blood cells (RBCs): One of three primary cell types in blood that primarily carries oxygen through the body on the hemoglobin molecule; the red–colored protein in the red blood cell that carries oxygen to the tissue and returns carbon dioxide to the lungs; RBCs have surface antigens that can form antibodies, typically through exposure via pregnancy or blood transfusion; at a future time, these antibodies can cause hemolytic anemia, killing fetal RBCs during pregnancy, or transfused RBCs during a blood transfusion, or possibly the patient's own RBCs due to an autoimmune response; also known as erythrocytes. Tips Use this code only for the appropriate proprietary test; report one unit of this code for a single specimen analyzed on a single date of service. Some payers may pay separately for collecting the specimen using a code such as 36415. Grifols Immunohematology Center provides multiple PLA codes (including 0180U–0201U and 0221U–0222U), each for genotype analysis for different blood group antigens — ensure that you are using the correct code. Additional Info “U” codes are included in the CPT® code set to identify specific proprietary laboratory analyses (PLA) tests. PLA codes take precedence over the usual 80000 series codes for laboratory/pathology. Use this code only for the above–described test; do not report this test using any other CPT® code. PLA code descriptors follow existing code conventions when possible, and lab techniques used include multianalyte assays with algorithmic analyses (MAAA) and genomic sequencing procedures (GSP), among others. Read Less | Range Specific Guideline Proprietary laboratory analyses (PLA) codes describe proprietary clinical laboratory analyses and can be either provided by a single ("sole-source") laboratory or licensed or marketed to multiple providing laboratories (eg, cleared or approved by the Food and Drug Administration [FDA]). This subsection includes advanced diagnostic laboratory tests (ADLTs) and clinical diagnostic laboratory tests (CDLTs), as defined under the Protecting Access to Medicare Act (PAMA) of 2014. These analyses may include a range of medical laboratory tests including, but not limited to, multianalyte assays with algorithmic analyses (MAAA) and genomic sequencing procedures (GSP). The descriptor nomenclature follows, where possible, existing code conventions (eg, MAAA, GSP). Unless specifically noted, even though the Proprietary Laboratory Analyses section of the code set is located at the end of the Pathology and Laboratory section of the code set, a PLA code does not fulfill Category I code criteria. PLA codes are not required to fulfill the Category I criteria. The standards for inclusion in the PLA section are: The test must be commercially available in the United States for use on human specimens and The clinical laboratory or manufacturer that offers the test must request the code. For similar laboratory analyses that fulfill Category I criteria, see codes listed in the numeric 80000 series. When a PLA code is available to report a given proprietary laboratory service, that PLA code takes precedence. The service should not be reported with any other CPT® code(s) and other CPT® code(s) should not be used to report services that may be reported with that specific PLA code. These codes encompass all analytical services required for the analysis (eg, cell lysis, nucleic acid stabilization, extraction, digestion, amplification, hybridization and detection). For molecular analyses, additional procedures that are required prior to cell lysis (eg, microdissection [codes 88380 and 88381]) may be reported separately. Codes in this subsection are released on a quarterly basis to expedite dissemination for reporting. PLA codes will be published electronically on the AMA CPT® website (ama-assn.org/cpt-pla-codes), distributed via CPT® data files on a quarterly basis, and, at a minimum, made available in print annually in the CPT® codebook. See the Introduction section of the CPT® code set for a complete list of the dates of release and implementation. All codes that are included in this section are also included in Appendix O, with the procedure's proprietary name. In order to report a PLA code, the analysis performed must fulfill the code descriptor and must be the test represented by the proprietary name listed in Appendix O. In some instances, the descriptor language of PLA codes may be identical and the code may only be differentiated by the listed proprietary name in Appendix O. When more than one PLA has an identical descriptor, the codes will be denoted by the symbol "â™“." All PLA tests will have assigned codes in the PLA section of the code set. Any PLA coded test(s) that satisfies Category I criteria and has been accepted by the CPT® Editorial Panel will be designated by the addition of the symbol "^" to the existing PLA code and will remain in the PLA section of the code set. If a proprietary test has already been accepted for a Category I code and a code has not been published, subsequent application for a PLA code will take precedence. The code will only be placed in the PLA section. The accuracy of a PLA code is to be maintained by the original applicant, or the current owner of the test kit or laboratory performing the proprietary test. A new PLA code is required when: 1. Additional nucleic acid (DNA or RNA) and/or protein analysis(es) are added to the current PLA test, or 2. The name of the PLA test has changed in association with changes in test performance or test characteristics. The addition or modification of the therapeutic applications of the test require submission of a code change application, but it may not require a new code number. | 0001U-0599U | https://www.aapc.com/codes/cpt-codes/0195U | 2025-10-27T17:30:30.335087Z
0196U | Red cell antigen (Lutheran blood group) genotyping (LU), gene analysis, BCAM (basal cell adhesion molecule [Lutheran blood group]) exon 3 | This is a Proprietary Laboratory Analyses (PLA) code, meaning that the code applies to only one unique lab test made by a specific manufacturer or performed by a specific lab. Report 0196U for the Navigator LU Sequencing test from Grifols Immunohematology Center using a specimen such as blood. Analysis of the specific gene sequences listed in the code indicates Lutheran (LU) blood group antigens, which may help clinicians minimize adverse blood–type incompatibility reactions in blood transfusions, organ transplants, or in pregnancy and newborns. Explanation The lab analyst performs gene analysis using a patient specimen such as blood or saliva to analyze exon 3 of BCAM (basal cell adhesion molecule) gene. Variation in a different gene, KLF1, impacts expression of the BCAM gene, which determines the individual’s Lutheran (LU) blood group by determining the presence or absence of specific red blood cell (RBC) antigens. The test involves DNA amplification using a method such as polymerase chain reaction (PCR) and uses a Luminex® platform to identify genetic markers for specific red blood cell antigens in the LU blood group. Although not limited to testing for a specific condition, clinicians may order this test on specimens from blood or tissue donors and recipients to improve transfusion or transplant compatibility, or on specimens from maternal blood to minimize newborn adverse blood reactions or maternal antibody formation. Blood group genotyping provides some advantages over traditional serology typing methods, which may be compromised by antibody interference, or weak antibody reactivity or antigen expression. Terminology Amplification: Making more copies of a desired gene for study by processes such as polymerase chain reaction (PCR) or transcription of DNA to RNA and reverse transcription from RNA to make an additional copy of the DNA. Antigen: A foreign substance that the body reacts to with an immune response, such as producing a specific antibody; lab tests may utilize reactions between antibodies and antigens to identify a substance in a patient specimen. Blood group: A set of human red blood cell antigens that can determine compatibility in transfusion; the best known groups are the ABO system and the Rh system. Exon: Nucleic acid sequence that includes at least part of the code for a specific product, such as a protein. Gene: Specific nucleic acid sequence associated with a unique function in the body such as production of a specific protein. Red blood cells (RBCs): One of three primary cell types in blood that primarily carries oxygen through the body on the hemoglobin molecule; the red–colored protein in the red blood cell that carries oxygen to the tissue and returns carbon dioxide to the lungs; RBCs have surface antigens that can form antibodies, typically through exposure via pregnancy or blood transfusion; at a future time, these antibodies can cause hemolytic anemia, killing fetal RBCs during pregnancy, or transfused RBCs during a blood transfusion, or possibly the patient's own RBCs due to an autoimmune response; also known as erythrocytes. Tips Use this code only for the appropriate proprietary test; report one unit of this code for a single specimen analyzed on a single date of service. Some payers may pay separately for collection of the specimen using a code such as 36415. Grifols Immunohematology Center provides multiple PLA codes (including 0180U–0201U and 0221U–0222U), each for genotype analysis for different blood group antigens — ensure that you are using the correct code. Additional Info “U” codes are included in the CPT® code set to identify specific proprietary laboratory analyses (PLA) tests. PLA codes take precedence over the usual 80000 series codes for laboratory/pathology. Use this code only for the above–described test; do not report this test using any other CPT® code. PLA code descriptors follow existing code conventions when possible, and lab techniques used include multianalyte assays with algorithmic analyses (MAAA) and genomic sequencing procedures (GSP), among others. Read Less | Range Specific Guideline Proprietary laboratory analyses (PLA) codes describe proprietary clinical laboratory analyses and can be either provided by a single ("sole-source") laboratory or licensed or marketed to multiple providing laboratories (eg, cleared or approved by the Food and Drug Administration [FDA]). This subsection includes advanced diagnostic laboratory tests (ADLTs) and clinical diagnostic laboratory tests (CDLTs), as defined under the Protecting Access to Medicare Act (PAMA) of 2014. These analyses may include a range of medical laboratory tests including, but not limited to, multianalyte assays with algorithmic analyses (MAAA) and genomic sequencing procedures (GSP). The descriptor nomenclature follows, where possible, existing code conventions (eg, MAAA, GSP). Unless specifically noted, even though the Proprietary Laboratory Analyses section of the code set is located at the end of the Pathology and Laboratory section of the code set, a PLA code does not fulfill Category I code criteria. PLA codes are not required to fulfill the Category I criteria. The standards for inclusion in the PLA section are: The test must be commercially available in the United States for use on human specimens and The clinical laboratory or manufacturer that offers the test must request the code. For similar laboratory analyses that fulfill Category I criteria, see codes listed in the numeric 80000 series. When a PLA code is available to report a given proprietary laboratory service, that PLA code takes precedence. The service should not be reported with any other CPT® code(s) and other CPT® code(s) should not be used to report services that may be reported with that specific PLA code. These codes encompass all analytical services required for the analysis (eg, cell lysis, nucleic acid stabilization, extraction, digestion, amplification, hybridization and detection). For molecular analyses, additional procedures that are required prior to cell lysis (eg, microdissection [codes 88380 and 88381]) may be reported separately. Codes in this subsection are released on a quarterly basis to expedite dissemination for reporting. PLA codes will be published electronically on the AMA CPT® website (ama-assn.org/cpt-pla-codes), distributed via CPT® data files on a quarterly basis, and, at a minimum, made available in print annually in the CPT® codebook. See the Introduction section of the CPT® code set for a complete list of the dates of release and implementation. All codes that are included in this section are also included in Appendix O, with the procedure's proprietary name. In order to report a PLA code, the analysis performed must fulfill the code descriptor and must be the test represented by the proprietary name listed in Appendix O. In some instances, the descriptor language of PLA codes may be identical and the code may only be differentiated by the listed proprietary name in Appendix O. When more than one PLA has an identical descriptor, the codes will be denoted by the symbol "â™“." All PLA tests will have assigned codes in the PLA section of the code set. Any PLA coded test(s) that satisfies Category I criteria and has been accepted by the CPT® Editorial Panel will be designated by the addition of the symbol "^" to the existing PLA code and will remain in the PLA section of the code set. If a proprietary test has already been accepted for a Category I code and a code has not been published, subsequent application for a PLA code will take precedence. The code will only be placed in the PLA section. The accuracy of a PLA code is to be maintained by the original applicant, or the current owner of the test kit or laboratory performing the proprietary test. A new PLA code is required when: 1. Additional nucleic acid (DNA or RNA) and/or protein analysis(es) are added to the current PLA test, or 2. The name of the PLA test has changed in association with changes in test performance or test characteristics. The addition or modification of the therapeutic applications of the test require submission of a code change application, but it may not require a new code number. | 0001U-0599U | https://www.aapc.com/codes/cpt-codes/0196U | 2025-10-27T17:30:48.134358Z
0197U | Red cell antigen (Landsteiner-Wiener blood group) genotyping (LW), gene analysis, ICAM4 (intercellular adhesion molecule 4 [Landsteiner-Wiener blood group]) exon 1 | This is a Proprietary Laboratory Analyses (PLA) code, meaning that the code applies to only one unique lab test made by a specific manufacturer or performed by a specific lab. Report 0197U for the Navigator LW Sequencing test from Grifols Immunohematology Center using a specimen such as blood. Analysis of the specific gene sequences listed in the code indicates Landsteiner–Wiener (LW) blood group antigens, which may help clinicians minimize adverse blood–type incompatibility reactions in blood transfusions, organ transplants, or in pregnancy and newborns. Explanation The lab analyst performs gene analysis using a specimen such as blood to analyze exon 1 of the ICAM4 (intercellular adhesion molecule 4) gene. Variation in the ICAM4 gene determines the individual’s Landsteiner–Wiener (LW) blood group by determining the presence or absence of specific red blood cell (RBC) antigens. The test involves DNA amplification using a method such as polymerase chain reaction (PCR) and uses a Luminex® platform to identify genetic markers for specific red blood cell antigens in the LW blood group. Although not limited to testing for a specific condition, clinicians may order this test on specimens from blood or tissue donors and recipients to improve transfusion or transplant compatibility, or on specimens from maternal blood to minimize newborn adverse blood reactions or maternal antibody formation. The LW antigens were originally thought to be the RhD antigens that caused hemolytic disease of the newborn (HDN), but were later determined to be different but related because LW antigens express more strongly in RhD positive cells. Blood group genotyping provides some advantages over traditional serology typing methods, which may be compromised by antibody interference, or weak antibody reactivity or antigen expression. Terminology Amplification: Making more copies of a desired gene for study by processes such as polymerase chain reaction (PCR) or transcription of DNA to RNA and reverse transcription from RNA to make an additional copy of the DNA. Antigen: A foreign substance that the body reacts to with an immune response, such as producing a specific antibody; lab tests may utilize reactions between antibodies and antigens to identify a substance in a patient specimen. Blood group: A set of human red blood cell antigens that can determine compatibility in transfusion; the best known groups are the ABO system and the Rh system. Exon: Nucleic acid sequence that includes at least part of the code for a specific product, such as a protein. Gene: Specific nucleic acid sequence associated with a unique function in the body such as production of a specific protein. Hemolytic disease of the newborn (HDN): Condition caused by maternal/fetal blood–group antigen incompatibility resulting in maternal antibodies attacking fetal/newborn red blood cells, rapidly breaking them down; the condition may be fatal to the newborn. Red blood cells (RBCs): One of three primary cell types in blood that primarily carries oxygen through the body on the hemoglobin molecule; the red–colored protein in the red blood cell that carries oxygen to the tissue and returns carbon dioxide to the lungs; RBCs have surface antigens that can form antibodies, typically through exposure via pregnancy or blood transfusion; at a future time, these antibodies can cause hemolytic anemia, killing fetal RBCs during pregnancy, or transfused RBCs during a blood transfusion, or possibly the patient's own RBCs due to an autoimmune response; also known as erythrocytes. Tips Use this code only for the appropriate proprietary test; report one unit of this code for a single specimen analyzed on a single date of service. Some payers may pay separately for collecting the specimen using a code such as 36415. Grifols Immunohematology Center provides multiple PLA codes (including 0180U–0201U and 0221U–0222U), each for genotype analysis for different blood group antigens — ensure that you are using the correct code. Additional Info “U” codes are included in the CPT® code set to identify specific proprietary laboratory analyses (PLA) tests. PLA codes take precedence over the usual 80000 series codes for laboratory/pathology. Use this code only for the above–described test; do not report this test using any other CPT® code. PLA code descriptors follow existing code conventions when possible, and lab techniques used include multianalyte assays with algorithmic analyses (MAAA) and genomic sequencing procedures (GSP), among others. Read Less | Range Specific Guideline Proprietary laboratory analyses (PLA) codes describe proprietary clinical laboratory analyses and can be either provided by a single ("sole-source") laboratory or licensed or marketed to multiple providing laboratories (eg, cleared or approved by the Food and Drug Administration [FDA]). This subsection includes advanced diagnostic laboratory tests (ADLTs) and clinical diagnostic laboratory tests (CDLTs), as defined under the Protecting Access to Medicare Act (PAMA) of 2014. These analyses may include a range of medical laboratory tests including, but not limited to, multianalyte assays with algorithmic analyses (MAAA) and genomic sequencing procedures (GSP). The descriptor nomenclature follows, where possible, existing code conventions (eg, MAAA, GSP). Unless specifically noted, even though the Proprietary Laboratory Analyses section of the code set is located at the end of the Pathology and Laboratory section of the code set, a PLA code does not fulfill Category I code criteria. PLA codes are not required to fulfill the Category I criteria. The standards for inclusion in the PLA section are: The test must be commercially available in the United States for use on human specimens and The clinical laboratory or manufacturer that offers the test must request the code. For similar laboratory analyses that fulfill Category I criteria, see codes listed in the numeric 80000 series. When a PLA code is available to report a given proprietary laboratory service, that PLA code takes precedence. The service should not be reported with any other CPT® code(s) and other CPT® code(s) should not be used to report services that may be reported with that specific PLA code. These codes encompass all analytical services required for the analysis (eg, cell lysis, nucleic acid stabilization, extraction, digestion, amplification, hybridization and detection). For molecular analyses, additional procedures that are required prior to cell lysis (eg, microdissection [codes 88380 and 88381]) may be reported separately. Codes in this subsection are released on a quarterly basis to expedite dissemination for reporting. PLA codes will be published electronically on the AMA CPT® website (ama-assn.org/cpt-pla-codes), distributed via CPT® data files on a quarterly basis, and, at a minimum, made available in print annually in the CPT® codebook. See the Introduction section of the CPT® code set for a complete list of the dates of release and implementation. All codes that are included in this section are also included in Appendix O, with the procedure's proprietary name. In order to report a PLA code, the analysis performed must fulfill the code descriptor and must be the test represented by the proprietary name listed in Appendix O. In some instances, the descriptor language of PLA codes may be identical and the code may only be differentiated by the listed proprietary name in Appendix O. When more than one PLA has an identical descriptor, the codes will be denoted by the symbol "â™“." All PLA tests will have assigned codes in the PLA section of the code set. Any PLA coded test(s) that satisfies Category I criteria and has been accepted by the CPT® Editorial Panel will be designated by the addition of the symbol "^" to the existing PLA code and will remain in the PLA section of the code set. If a proprietary test has already been accepted for a Category I code and a code has not been published, subsequent application for a PLA code will take precedence. The code will only be placed in the PLA section. The accuracy of a PLA code is to be maintained by the original applicant, or the current owner of the test kit or laboratory performing the proprietary test. A new PLA code is required when: 1. Additional nucleic acid (DNA or RNA) and/or protein analysis(es) are added to the current PLA test, or 2. The name of the PLA test has changed in association with changes in test performance or test characteristics. The addition or modification of the therapeutic applications of the test require submission of a code change application, but it may not require a new code number. | 0001U-0599U | https://www.aapc.com/codes/cpt-codes/0197U | 2025-10-27T17:31:06.250224Z
0198U | Red cell antigen (RH blood group) genotyping (RHD and RHCE), gene analysis Sanger/chain termination/conventional sequencing, RHD (Rh blood group D antigen) exons 1-10 and RHCE (Rh blood group CcEe antigens) exon 5 | This is a Proprietary Laboratory Analyses (PLA) code, meaning that the code applies to only one unique lab test made by a specific manufacturer or performed by a specific lab. Report 0198U for the Navigator RHD/CE Sequencing test from Grifols Immunohematology Center using a specimen such as blood. Analysis of the specific gene sequences listed in the code indicates Rh blood group antigens, which may help clinicians minimize adverse blood–type incompatibility reactions in blood transfusions, organ transplants, or in pregnancy and newborns. Explanation The lab analyst performs gene analysis using a patient specimen such as blood or saliva to analyze the genes RHD (Rh blood group D antigen) and RHCE (Rh blood group CcEe antigens). Variation in the RHD and RHCE genes determines the individual’s Rh blood group by determining the presence or absence of specific D and C red blood cell (RBC) antigens. The lab analyst performs Sanger (conventional) sequencing methods to analyze exons 1 to 10 of the RHD gene and exon 5 of RHCE gene and uses a Luminex® platform to identify genetic markers for specific red blood cell antigens in the Rh blood group. Although not limited to testing for a specific condition, clinicians may order this test on specimens from blood or tissue donors and recipients to improve transfusion or transplant compatibility, or on specimens from maternal blood to minimize newborn adverse blood reactions or maternal antibody formation. Rh antigens are the primary cause of hemolytic disease of the newborn (HDN), although clinicians can now prevent the condition by halting maternal antibody production against the antigen(s) present in fetal blood. Blood group genotyping provides some advantages over traditional serology typing methods, which may be compromised by antibody interference, or weak antibody reactivity or antigen expression. Terminology Amplification: Making more copies of a desired gene for study by processes such as polymerase chain reaction (PCR) or transcription of DNA to RNA and reverse transcription from RNA to make an additional copy of the DNA. Antigen: A foreign substance that the body reacts to with an immune response, such as producing a specific antibody; lab tests may utilize reactions between antibodies and antigens to identify a substance in a patient specimen. Blood group: A set of human red blood cell antigens that can determine compatibility in transfusion; the best known groups are the ABO system and the Rh system. Exon: Nucleic acid sequence that includes at least part of the code for a specific product, such as a protein. Gene: Specific nucleic acid sequence associated with a unique function in the body such as production of a specific protein. Hemolytic disease of the newborn (HDN): Condition caused by maternal/fetal blood–group antigen incompatibility resulting in maternal antibodies attacking fetal/newborn red blood cells, rapidly breaking them down; the condition may be fatal to the newborn. Red blood cells (RBCs): One of three primary cell types in blood that primarily carries oxygen through the body on the hemoglobin molecule; the red–colored protein in the red blood cell that carries oxygen to the tissue and returns carbon dioxide to the lungs; RBCs have surface antigens that can form antibodies, typically through exposure via pregnancy or blood transfusion; at a future time, these antibodies can cause hemolytic anemia, killing fetal RBCs during pregnancy, or transfused RBCs during a blood transfusion, or possibly the patient's own RBCs due to an autoimmune response; also known as erythrocytes. Tips Use this code only for the appropriate proprietary test; report one unit of this code for a single specimen analyzed on a single date of service. Distinguish this code from 0222U, which also performs red cell antigen (Rh blood group) genotyping but uses next generation sequencing as the method, instead of using Sanger sequencing. Some payers may pay separately for collecting the specimen using a code such as 36415. Grifols Immunohematology Center provides multiple PLA codes (including 0180U–0201U and 0221U–0222U), each for genotype analysis for different blood group antigens — ensure that you are using the correct code. Additional Info “U” codes are included in the CPT® code set to identify specific proprietary laboratory analyses (PLA) tests. PLA codes take precedence over the usual 80000 series codes for laboratory/pathology. Use this code only for the above–described test; do not report this test using any other CPT® code. PLA code descriptors follow existing code conventions when possible, and lab techniques used include multianalyte assays with algorithmic analyses (MAAA) and genomic sequencing procedures (GSP), among others. Read Less | Range Specific Guideline Proprietary laboratory analyses (PLA) codes describe proprietary clinical laboratory analyses and can be either provided by a single ("sole-source") laboratory or licensed or marketed to multiple providing laboratories (eg, cleared or approved by the Food and Drug Administration [FDA]). This subsection includes advanced diagnostic laboratory tests (ADLTs) and clinical diagnostic laboratory tests (CDLTs), as defined under the Protecting Access to Medicare Act (PAMA) of 2014. These analyses may include a range of medical laboratory tests including, but not limited to, multianalyte assays with algorithmic analyses (MAAA) and genomic sequencing procedures (GSP). The descriptor nomenclature follows, where possible, existing code conventions (eg, MAAA, GSP). Unless specifically noted, even though the Proprietary Laboratory Analyses section of the code set is located at the end of the Pathology and Laboratory section of the code set, a PLA code does not fulfill Category I code criteria. PLA codes are not required to fulfill the Category I criteria. The standards for inclusion in the PLA section are: The test must be commercially available in the United States for use on human specimens and The clinical laboratory or manufacturer that offers the test must request the code. For similar laboratory analyses that fulfill Category I criteria, see codes listed in the numeric 80000 series. When a PLA code is available to report a given proprietary laboratory service, that PLA code takes precedence. The service should not be reported with any other CPT® code(s) and other CPT® code(s) should not be used to report services that may be reported with that specific PLA code. These codes encompass all analytical services required for the analysis (eg, cell lysis, nucleic acid stabilization, extraction, digestion, amplification, hybridization and detection). For molecular analyses, additional procedures that are required prior to cell lysis (eg, microdissection [codes 88380 and 88381]) may be reported separately. Codes in this subsection are released on a quarterly basis to expedite dissemination for reporting. PLA codes will be published electronically on the AMA CPT® website (ama-assn.org/cpt-pla-codes), distributed via CPT® data files on a quarterly basis, and, at a minimum, made available in print annually in the CPT® codebook. See the Introduction section of the CPT® code set for a complete list of the dates of release and implementation. All codes that are included in this section are also included in Appendix O, with the procedure's proprietary name. In order to report a PLA code, the analysis performed must fulfill the code descriptor and must be the test represented by the proprietary name listed in Appendix O. In some instances, the descriptor language of PLA codes may be identical and the code may only be differentiated by the listed proprietary name in Appendix O. When more than one PLA has an identical descriptor, the codes will be denoted by the symbol "â™“." All PLA tests will have assigned codes in the PLA section of the code set. Any PLA coded test(s) that satisfies Category I criteria and has been accepted by the CPT® Editorial Panel will be designated by the addition of the symbol "^" to the existing PLA code and will remain in the PLA section of the code set. If a proprietary test has already been accepted for a Category I code and a code has not been published, subsequent application for a PLA code will take precedence. The code will only be placed in the PLA section. The accuracy of a PLA code is to be maintained by the original applicant, or the current owner of the test kit or laboratory performing the proprietary test. A new PLA code is required when: 1. Additional nucleic acid (DNA or RNA) and/or protein analysis(es) are added to the current PLA test, or 2. The name of the PLA test has changed in association with changes in test performance or test characteristics. The addition or modification of the therapeutic applications of the test require submission of a code change application, but it may not require a new code number. | 0001U-0599U | https://www.aapc.com/codes/cpt-codes/0198U | 2025-10-27T17:31:24.266616Z
0199U | Red cell antigen (Scianna blood group) genotyping (SC), gene analysis, ERMAP (erythroblast membrane associated protein [Scianna blood group]) exons 4, 12 | This is a Proprietary Laboratory Analyses (PLA) code, meaning that the code applies to only one unique lab test made by a specific manufacturer or performed by a specific lab. Report 0199U for the Navigator SC Sequencing test from Grifols Immunohematology Center using a specimen such as blood. Analysis of the specific gene sequences listed in the code indicates Scianna blood group antigens, which may help clinicians minimize adverse blood–type incompatibility reactions in blood transfusions, organ transplants, or in pregnancy and newborns. Explanation The lab analyst performs gene analysis using a patient specimen such as blood or saliva to analyze exons 4 and 12 of the ERMAP (erythroblast membrane associated protein) gene. Variation in the ERMAP gene determines the individual’s Scianna blood group by determining the presence or absence of specific red blood cell (RBC) antigens. The test involves DNA amplification using a method such as polymerase chain reaction (PCR) and uses a Luminex® platform to identify genetic markers for specific red blood cell antigens in the Scianna blood group. Although not limited to testing for a specific condition, clinicians may order this test on specimens from blood or tissue donors and recipients to improve transfusion or transplant compatibility, or on specimens from maternal blood to minimize newborn adverse blood reactions or maternal antibody formation. Blood group genotyping provides some advantages over traditional serology typing methods, which may be compromised by antibody interference, or weak antibody reactivity or antigen expression. Terminology Amplification: Making more copies of a desired gene for study by processes such as polymerase chain reaction (PCR) or transcription of DNA to RNA and reverse transcription from RNA to make an additional copy of the DNA. Antigen: A foreign substance that the body reacts to with an immune response, such as producing a specific antibody; lab tests may utilize reactions between antibodies and antigens to identify a substance in a patient specimen. Blood group: A set of human red blood cell antigens that can determine compatibility in transfusion; the best known groups are the ABO system and the Rh system. Exon: Nucleic acid sequence that includes at least part of the code for a specific product, such as a protein. Gene: Specific nucleic acid sequence associated with a unique function in the body such as production of a specific protein. Red blood cells (RBCs): One of three primary cell types in blood that primarily carries oxygen through the body on the hemoglobin molecule; the red–colored protein in the red blood cell that carries oxygen to the tissue and returns carbon dioxide to the lungs; RBCs have surface antigens that can form antibodies, typically through exposure via pregnancy or blood transfusion; at a future time, these antibodies can cause hemolytic anemia, killing fetal RBCs during pregnancy, or transfused RBCs during a blood transfusion, or possibly the patient's own RBCs due to an autoimmune response; also known as erythrocytes. Tips Use this code only for the appropriate proprietary test; report one unit of this code for a single specimen analyzed on a single date of service. Some payers may pay separately for collecting the specimen using a code such as 36415. Grifols Immunohematology Center provides multiple PLA codes (including 0180U–0201U and 0221U–0222U), each for genotype analysis for different blood group antigens — ensure that you are using the correct code. Additional Info “U” codes are included in the CPT® code set to identify specific proprietary laboratory analyses (PLA) tests. PLA codes take precedence over the usual 80000 series codes for laboratory/pathology. Use this code only for the above–described test; do not report this test using any other CPT® code. PLA code descriptors follow existing code conventions when possible, and lab techniques used include multianalyte assays with algorithmic analyses (MAAA) and genomic sequencing procedures (GSP), among others. Read Less | Range Specific Guideline Proprietary laboratory analyses (PLA) codes describe proprietary clinical laboratory analyses and can be either provided by a single ("sole-source") laboratory or licensed or marketed to multiple providing laboratories (eg, cleared or approved by the Food and Drug Administration [FDA]). This subsection includes advanced diagnostic laboratory tests (ADLTs) and clinical diagnostic laboratory tests (CDLTs), as defined under the Protecting Access to Medicare Act (PAMA) of 2014. These analyses may include a range of medical laboratory tests including, but not limited to, multianalyte assays with algorithmic analyses (MAAA) and genomic sequencing procedures (GSP). The descriptor nomenclature follows, where possible, existing code conventions (eg, MAAA, GSP). Unless specifically noted, even though the Proprietary Laboratory Analyses section of the code set is located at the end of the Pathology and Laboratory section of the code set, a PLA code does not fulfill Category I code criteria. PLA codes are not required to fulfill the Category I criteria. The standards for inclusion in the PLA section are: The test must be commercially available in the United States for use on human specimens and The clinical laboratory or manufacturer that offers the test must request the code. For similar laboratory analyses that fulfill Category I criteria, see codes listed in the numeric 80000 series. When a PLA code is available to report a given proprietary laboratory service, that PLA code takes precedence. The service should not be reported with any other CPT® code(s) and other CPT® code(s) should not be used to report services that may be reported with that specific PLA code. These codes encompass all analytical services required for the analysis (eg, cell lysis, nucleic acid stabilization, extraction, digestion, amplification, hybridization and detection). For molecular analyses, additional procedures that are required prior to cell lysis (eg, microdissection [codes 88380 and 88381]) may be reported separately. Codes in this subsection are released on a quarterly basis to expedite dissemination for reporting. PLA codes will be published electronically on the AMA CPT® website (ama-assn.org/cpt-pla-codes), distributed via CPT® data files on a quarterly basis, and, at a minimum, made available in print annually in the CPT® codebook. See the Introduction section of the CPT® code set for a complete list of the dates of release and implementation. All codes that are included in this section are also included in Appendix O, with the procedure's proprietary name. In order to report a PLA code, the analysis performed must fulfill the code descriptor and must be the test represented by the proprietary name listed in Appendix O. In some instances, the descriptor language of PLA codes may be identical and the code may only be differentiated by the listed proprietary name in Appendix O. When more than one PLA has an identical descriptor, the codes will be denoted by the symbol "â™“." All PLA tests will have assigned codes in the PLA section of the code set. Any PLA coded test(s) that satisfies Category I criteria and has been accepted by the CPT® Editorial Panel will be designated by the addition of the symbol "^" to the existing PLA code and will remain in the PLA section of the code set. If a proprietary test has already been accepted for a Category I code and a code has not been published, subsequent application for a PLA code will take precedence. The code will only be placed in the PLA section. The accuracy of a PLA code is to be maintained by the original applicant, or the current owner of the test kit or laboratory performing the proprietary test. A new PLA code is required when: 1. Additional nucleic acid (DNA or RNA) and/or protein analysis(es) are added to the current PLA test, or 2. The name of the PLA test has changed in association with changes in test performance or test characteristics. The addition or modification of the therapeutic applications of the test require submission of a code change application, but it may not require a new code number. | 0001U-0599U | https://www.aapc.com/codes/cpt-codes/0199U | 2025-10-27T17:31:41.867192Z
0200U | Red cell antigen (Kx blood group) genotyping (XK), gene analysis, XK (X-linked Kx blood group) exons 1-3 | This is a Proprietary Laboratory Analyses (PLA) code, meaning that the code applies to only one unique lab test made by a specific manufacturer or performed by a specific lab. Report 0200U for the Navigator XK Sequencing test from Grifols Immunohematology Center using a specimen such as blood. Analysis of the specific gene sequences listed in the code indicates Kx blood group antigens, which may help clinicians minimize adverse blood–type incompatibility reactions in blood transfusions, organ transplants, or in pregnancy and newborns. Explanation The lab analyst performs gene analysis using a patient specimen such as blood or saliva to analyze exons 1 to 3 of the XK (X–linked Kx blood group) gene. Variation in the XK gene determines the individual’s Kx blood group by determining the presence or absence of specific red blood cell (RBC) antigens. The test involves DNA amplification using a method such as polymerase chain reaction (PCR) and uses a Luminex® platform to identify genetic markers for specific red blood cell antigens in the Kx blood group. Although not limited to testing for a specific condition, clinicians may order this test on specimens from blood or tissue donors and recipients to improve transfusion or transplant compatibility, or on specimens from maternal blood to minimize newborn adverse blood reactions or maternal antibody formation. The antigen related to XK mutations interact with antigens in the Kell blood group system and may impact transfusion reactions. Blood group genotyping provides some advantages over traditional serology typing methods, which may be compromised by antibody interference, or weak antibody reactivity or antigen expression. Terminology Amplification: Making more copies of a desired gene for study by processes such as polymerase chain reaction (PCR) or transcription of DNA to RNA and reverse transcription from RNA to make an additional copy of the DNA. Antigen: A foreign substance that the body reacts to with an immune response, such as producing a specific antibody; lab tests may utilize reactions between antibodies and antigens to identify a substance in a patient specimen. Blood group: A set of human red blood cell antigens that can determine compatibility in transfusion; the best known groups are the ABO system and the Rh system. Exon: Nucleic acid sequence that includes at least part of the code for a specific product, such as a protein. Gene: Specific nucleic acid sequence associated with a unique function in the body such as production of a specific protein. Red blood cells (RBCs): One of three primary cell types in blood that primarily carries oxygen through the body on the hemoglobin molecule; the red–colored protein in the red blood cell that carries oxygen to the tissue and returns carbon dioxide to the lungs; RBCs have surface antigens that can form antibodies, typically through exposure via pregnancy or blood transfusion; at a future time, these antibodies can cause hemolytic anemia, killing fetal RBCs during pregnancy, or transfused RBCs during a blood transfusion, or possibly the patient's own RBCs due to an autoimmune response; also known as erythrocytes. Tips Use this code only for the appropriate proprietary test; report one unit of this code for a single specimen analyzed on a single date of service. Some payers may pay separately for collecting the specimen using a code such as 36415. Grifols Immunohematology Center provides multiple PLA codes (including 0180U–0201U and 0221U–0222U), each for genotype analysis for different blood group antigens — ensure that you are using the correct code. Additional Info “U” codes are included in the CPT® code set to identify specific proprietary laboratory analyses (PLA) tests. PLA codes take precedence over the usual 80000 series codes for laboratory/pathology. Use this code only for the above–described test; do not report this test using any other CPT® code. PLA code descriptors follow existing code conventions when possible, and lab techniques used include multianalyte assays with algorithmic analyses (MAAA) and genomic sequencing procedures (GSP), among others. Read Less | Range Specific Guideline Proprietary laboratory analyses (PLA) codes describe proprietary clinical laboratory analyses and can be either provided by a single ("sole-source") laboratory or licensed or marketed to multiple providing laboratories (eg, cleared or approved by the Food and Drug Administration [FDA]). This subsection includes advanced diagnostic laboratory tests (ADLTs) and clinical diagnostic laboratory tests (CDLTs), as defined under the Protecting Access to Medicare Act (PAMA) of 2014. These analyses may include a range of medical laboratory tests including, but not limited to, multianalyte assays with algorithmic analyses (MAAA) and genomic sequencing procedures (GSP). The descriptor nomenclature follows, where possible, existing code conventions (eg, MAAA, GSP). Unless specifically noted, even though the Proprietary Laboratory Analyses section of the code set is located at the end of the Pathology and Laboratory section of the code set, a PLA code does not fulfill Category I code criteria. PLA codes are not required to fulfill the Category I criteria. The standards for inclusion in the PLA section are: The test must be commercially available in the United States for use on human specimens and The clinical laboratory or manufacturer that offers the test must request the code. For similar laboratory analyses that fulfill Category I criteria, see codes listed in the numeric 80000 series. When a PLA code is available to report a given proprietary laboratory service, that PLA code takes precedence. The service should not be reported with any other CPT® code(s) and other CPT® code(s) should not be used to report services that may be reported with that specific PLA code. These codes encompass all analytical services required for the analysis (eg, cell lysis, nucleic acid stabilization, extraction, digestion, amplification, hybridization and detection). For molecular analyses, additional procedures that are required prior to cell lysis (eg, microdissection [codes 88380 and 88381]) may be reported separately. Codes in this subsection are released on a quarterly basis to expedite dissemination for reporting. PLA codes will be published electronically on the AMA CPT® website (ama-assn.org/cpt-pla-codes), distributed via CPT® data files on a quarterly basis, and, at a minimum, made available in print annually in the CPT® codebook. See the Introduction section of the CPT® code set for a complete list of the dates of release and implementation. All codes that are included in this section are also included in Appendix O, with the procedure's proprietary name. In order to report a PLA code, the analysis performed must fulfill the code descriptor and must be the test represented by the proprietary name listed in Appendix O. In some instances, the descriptor language of PLA codes may be identical and the code may only be differentiated by the listed proprietary name in Appendix O. When more than one PLA has an identical descriptor, the codes will be denoted by the symbol "â™“." All PLA tests will have assigned codes in the PLA section of the code set. Any PLA coded test(s) that satisfies Category I criteria and has been accepted by the CPT® Editorial Panel will be designated by the addition of the symbol "^" to the existing PLA code and will remain in the PLA section of the code set. If a proprietary test has already been accepted for a Category I code and a code has not been published, subsequent application for a PLA code will take precedence. The code will only be placed in the PLA section. The accuracy of a PLA code is to be maintained by the original applicant, or the current owner of the test kit or laboratory performing the proprietary test. A new PLA code is required when: 1. Additional nucleic acid (DNA or RNA) and/or protein analysis(es) are added to the current PLA test, or 2. The name of the PLA test has changed in association with changes in test performance or test characteristics. The addition or modification of the therapeutic applications of the test require submission of a code change application, but it may not require a new code number. | 0001U-0599U | https://www.aapc.com/codes/cpt-codes/0200U | 2025-10-27T17:31:59.827012Z
0201U | Red cell antigen (Yt blood group) genotyping (YT), gene analysis, ACHE (acetylcholinesterase [Cartwright blood group]) exon 2 | This is a Proprietary Laboratory Analyses (PLA) code, meaning that the code applies to only one unique lab test made by a specific manufacturer or performed by a specific lab. Report 0201U for the Navigator YT Sequencing test from Grifols Immunohematology Center using a specimen such as blood. Analysis of the specific gene sequences listed in the code indicates YT blood group antigens, which may help clinicians minimize adverse blood–type incompatibility reactions in blood transfusions, organ transplants, or in pregnancy and newborns. Explanation The lab analyst performs gene analysis using a patient specimen such as blood or saliva to analyze exon 2 of the ACHE (acetylcholinesterase) gene. Variation in the ACHE gene determines the individual’s YT blood group, also known as Cartwright, by determining the presence or absence of specific YT red blood cell (RBC) antigens. The test involves DNA amplification using a method such as polymerase chain reaction (PCR) and uses a Luminex® platform to identify genetic markers for specific red blood cell antigens in the YT blood group. Although not limited to testing for a specific condition, clinicians may order this test on specimens from blood or tissue donors and recipients to improve transfusion or transplant compatibility, or on specimens from maternal blood to minimize newborn adverse blood reactions or maternal antibody formation. Blood group genotyping provides some advantages over traditional serology typing methods, which may be compromised by antibody interference, or weak antibody reactivity or antigen expression. Terminology Amplification: Making more copies of a desired gene for study by processes such as polymerase chain reaction (PCR) or transcription of DNA to RNA and reverse transcription from RNA to make an additional copy of the DNA. Antigen: A foreign substance that the body reacts to with an immune response, such as producing a specific antibody; lab tests may utilize reactions between antibodies and antigens to identify a substance in a patient specimen. Blood group: A set of human red blood cell antigens that can determine compatibility in transfusion; the best known groups are the ABO system and the Rh system. Exon: Nucleic acid sequence that includes at least part of the code for a specific product, such as a protein. Gene: Specific nucleic acid sequence associated with a unique function in the body such as production of a specific protein. Red blood cells (RBCs): One of three primary cell types in blood that primarily carries oxygen through the body on the hemoglobin molecule; the red–colored protein in the red blood cell that carries oxygen to the tissue and returns carbon dioxide to the lungs; RBCs have surface antigens that can form antibodies, typically through exposure via pregnancy or blood transfusion; at a future time, these antibodies can cause hemolytic anemia, killing fetal RBCs during pregnancy, or transfused RBCs during a blood transfusion, or possibly the patient's own RBCs due to an autoimmune response; also known as erythrocytes. Tips Use this code only for the appropriate proprietary test; report one unit of this code for a single specimen analyzed on a single date of service. Some payers may pay separately for collecting the specimen using a code such as 36415. Grifols Immunohematology Center provides multiple PLA codes (including 0180U–0201U and 0221U–0222U), each for genotype analysis for different blood group antigens — ensure that you are using the correct code. Additional Info “U” codes are included in the CPT® code set to identify specific proprietary laboratory analyses (PLA) tests. PLA codes take precedence over the usual 80000 series codes for laboratory/pathology. Use this code only for the above–described test; do not report this test using any other CPT® code. PLA code descriptors follow existing code conventions when possible, and lab techniques used include multianalyte assays with algorithmic analyses (MAAA) and genomic sequencing procedures (GSP), among others. Read Less | Range Specific Guideline Proprietary laboratory analyses (PLA) codes describe proprietary clinical laboratory analyses and can be either provided by a single ("sole-source") laboratory or licensed or marketed to multiple providing laboratories (eg, cleared or approved by the Food and Drug Administration [FDA]). This subsection includes advanced diagnostic laboratory tests (ADLTs) and clinical diagnostic laboratory tests (CDLTs), as defined under the Protecting Access to Medicare Act (PAMA) of 2014. These analyses may include a range of medical laboratory tests including, but not limited to, multianalyte assays with algorithmic analyses (MAAA) and genomic sequencing procedures (GSP). The descriptor nomenclature follows, where possible, existing code conventions (eg, MAAA, GSP). Unless specifically noted, even though the Proprietary Laboratory Analyses section of the code set is located at the end of the Pathology and Laboratory section of the code set, a PLA code does not fulfill Category I code criteria. PLA codes are not required to fulfill the Category I criteria. The standards for inclusion in the PLA section are: The test must be commercially available in the United States for use on human specimens and The clinical laboratory or manufacturer that offers the test must request the code. For similar laboratory analyses that fulfill Category I criteria, see codes listed in the numeric 80000 series. When a PLA code is available to report a given proprietary laboratory service, that PLA code takes precedence. The service should not be reported with any other CPT® code(s) and other CPT® code(s) should not be used to report services that may be reported with that specific PLA code. These codes encompass all analytical services required for the analysis (eg, cell lysis, nucleic acid stabilization, extraction, digestion, amplification, hybridization and detection). For molecular analyses, additional procedures that are required prior to cell lysis (eg, microdissection [codes 88380 and 88381]) may be reported separately. Codes in this subsection are released on a quarterly basis to expedite dissemination for reporting. PLA codes will be published electronically on the AMA CPT® website (ama-assn.org/cpt-pla-codes), distributed via CPT® data files on a quarterly basis, and, at a minimum, made available in print annually in the CPT® codebook. See the Introduction section of the CPT® code set for a complete list of the dates of release and implementation. All codes that are included in this section are also included in Appendix O, with the procedure's proprietary name. In order to report a PLA code, the analysis performed must fulfill the code descriptor and must be the test represented by the proprietary name listed in Appendix O. In some instances, the descriptor language of PLA codes may be identical and the code may only be differentiated by the listed proprietary name in Appendix O. When more than one PLA has an identical descriptor, the codes will be denoted by the symbol "â™“." All PLA tests will have assigned codes in the PLA section of the code set. Any PLA coded test(s) that satisfies Category I criteria and has been accepted by the CPT® Editorial Panel will be designated by the addition of the symbol "^" to the existing PLA code and will remain in the PLA section of the code set. If a proprietary test has already been accepted for a Category I code and a code has not been published, subsequent application for a PLA code will take precedence. The code will only be placed in the PLA section. The accuracy of a PLA code is to be maintained by the original applicant, or the current owner of the test kit or laboratory performing the proprietary test. A new PLA code is required when: 1. Additional nucleic acid (DNA or RNA) and/or protein analysis(es) are added to the current PLA test, or 2. The name of the PLA test has changed in association with changes in test performance or test characteristics. The addition or modification of the therapeutic applications of the test require submission of a code change application, but it may not require a new code number. | 0001U-0599U | https://www.aapc.com/codes/cpt-codes/0201U | 2025-10-27T17:32:18.013922Z
0202U | Infectious disease (bacterial or viral respiratory tract infection), pathogen-specific nucleic acid (DNA or RNA), 22 targets including severe acute respiratory syndrome coronavirus 2 (SARS-CoV-2), qualitative RT-PCR, nasopharyngeal swab, each pathogen reported as detected or not detected Notes: (For additional PLA code with identical clinical descriptor, see 0223U. See Appendix O or the most current listing on the AMA CPT website to determine appropriate code assignment) | This is a Proprietary Laboratory Analyses (PLA) code, meaning that the code applies to only one unique lab test made by a specific manufacturer or performed by a specific lab. Report 0202U for the BioFire® FilmArray® Respiratory Panel 2.1 (RP2.1) from BioFire® Diagnostics, which is an automated PCR test on a nasopharyngeal specimen for the most common viral and bacterial respiratory pathogens, including SARS–CoV–2. Explanation BioFire® FilmArray® Respiratory Panel 2.1 is an automated laboratory panel that generates a result of “detected” or “not detected” for 22 respiratory pathogens in a single report, including SARS–CoV–2. The lab analyst receives the nasopharyngeal swab specimen in transport media, and processes the sample using a BioFire® FilmArray® system, which is an FDA–approved automated multiplex PCR analyzer that incorporates sample preparation, nucleic acid amplification, target detection, analysis, and reporting in a single platform. Clinicians order this test for patients with respiratory infection symptoms to detect and differentiate nucleic acid of SARS–CoV–2, the organism that causes COVID–19, from multiple other common respiratory viral and bacterial pathogens. The BioFire® FilmArray® RP2.1 test is authorized by the FDA under the Emergency Use Authorization (EUA) for use by authorized laboratories for the duration of the COVID–19 emergency declaration, and has not been FDA approved as of the code’s effective date. Terminology Bacteria (sing. bacterium): Single–celled microorganisms visible only with a microscope, some of which cause infection. COVID–19: Coronavirus Disease 2019 (COVID–19) is a disease caused by a novel coronavirus, SRS–CoV–2, that resulted in declaration of a global pandemic beginning in March 2020. Pathogen: An organism, such as bacteria, virus, parasites, or fungi, that causes an infection. Polymerase chain reaction (PCR): A rapid technique for making more copies (amplifying) of a DNA or RNA sequence used in the laboratory. SARS–CoV–2: Severe acute respiratory syndrome coronavirus 2 (SARS–CoV–2) is the virus that causes COVID–19, and is a member of the coronavirus family that was responsible for past outbreaks such as severe acute respiratory syndrome (SARS) and Middle East respiratory syndrome (MERS). Virus: An infectious agent that can reproduce only inside other living cells, generally invisible even with a microscope. Tips Use this code only for the appropriate proprietary test; report one unit of this code for a single specimen analyzed on a single date of service. Some payers may pay separately for specimen collection. Check with the appropriate payer. Additional Info “U” codes are included in the CPT® code set to identify specific proprietary laboratory analyses (PLA) tests. PLA codes take precedence over the usual 80000 series codes for laboratory/pathology. Use this code only for the above–described test; do not report this test using any other CPT® code. PLA code descriptors follow existing code conventions when possible, and lab techniques used include multianalyte assays with algorithmic analyses (MAAA) and genomic sequencing procedures (GSP), among others. Read Less | Range Specific Guideline Proprietary laboratory analyses (PLA) codes describe proprietary clinical laboratory analyses and can be either provided by a single ("sole-source") laboratory or licensed or marketed to multiple providing laboratories (eg, cleared or approved by the Food and Drug Administration [FDA]). This subsection includes advanced diagnostic laboratory tests (ADLTs) and clinical diagnostic laboratory tests (CDLTs), as defined under the Protecting Access to Medicare Act (PAMA) of 2014. These analyses may include a range of medical laboratory tests including, but not limited to, multianalyte assays with algorithmic analyses (MAAA) and genomic sequencing procedures (GSP). The descriptor nomenclature follows, where possible, existing code conventions (eg, MAAA, GSP). Unless specifically noted, even though the Proprietary Laboratory Analyses section of the code set is located at the end of the Pathology and Laboratory section of the code set, a PLA code does not fulfill Category I code criteria. PLA codes are not required to fulfill the Category I criteria. The standards for inclusion in the PLA section are: The test must be commercially available in the United States for use on human specimens and The clinical laboratory or manufacturer that offers the test must request the code. For similar laboratory analyses that fulfill Category I criteria, see codes listed in the numeric 80000 series. When a PLA code is available to report a given proprietary laboratory service, that PLA code takes precedence. The service should not be reported with any other CPT® code(s) and other CPT® code(s) should not be used to report services that may be reported with that specific PLA code. These codes encompass all analytical services required for the analysis (eg, cell lysis, nucleic acid stabilization, extraction, digestion, amplification, hybridization and detection). For molecular analyses, additional procedures that are required prior to cell lysis (eg, microdissection [codes 88380 and 88381]) may be reported separately. Codes in this subsection are released on a quarterly basis to expedite dissemination for reporting. PLA codes will be published electronically on the AMA CPT® website (ama-assn.org/cpt-pla-codes), distributed via CPT® data files on a quarterly basis, and, at a minimum, made available in print annually in the CPT® codebook. See the Introduction section of the CPT® code set for a complete list of the dates of release and implementation. All codes that are included in this section are also included in Appendix O, with the procedure's proprietary name. In order to report a PLA code, the analysis performed must fulfill the code descriptor and must be the test represented by the proprietary name listed in Appendix O. In some instances, the descriptor language of PLA codes may be identical and the code may only be differentiated by the listed proprietary name in Appendix O. When more than one PLA has an identical descriptor, the codes will be denoted by the symbol "â™“." All PLA tests will have assigned codes in the PLA section of the code set. Any PLA coded test(s) that satisfies Category I criteria and has been accepted by the CPT® Editorial Panel will be designated by the addition of the symbol "^" to the existing PLA code and will remain in the PLA section of the code set. If a proprietary test has already been accepted for a Category I code and a code has not been published, subsequent application for a PLA code will take precedence. The code will only be placed in the PLA section. The accuracy of a PLA code is to be maintained by the original applicant, or the current owner of the test kit or laboratory performing the proprietary test. A new PLA code is required when: 1. Additional nucleic acid (DNA or RNA) and/or protein analysis(es) are added to the current PLA test, or 2. The name of the PLA test has changed in association with changes in test performance or test characteristics. The addition or modification of the therapeutic applications of the test require submission of a code change application, but it may not require a new code number. | 0001U-0599U | https://www.aapc.com/codes/cpt-codes/0202U | 2025-10-27T17:32:35.879037Z
0203U | Autoimmune (inflammatory bowel disease), mRNA, gene expression profiling by quantitative RT-PCR, 17 genes (15 target and 2 reference genes), whole blood, reported as a continuous risk score and classification of inflammatory bowel disease aggressiveness | This is a Proprietary Laboratory Analyses (PLA) code, meaning that the code describes only one unique lab test made by a specific manufacturer or performed by a specific lab. Code 0203U describes the PredictSURE IBD™ Test by PredictImmune Ltd. and KSL Diagnostics. The test is a quantitative RT–PCR test using whole blood from a patient. The results help guide clinical management of aggressive types of inflammatory bowel disease (IBD) such as Crohn’s disease and ulcerative colitis. Explanation The lab analyst performs the test using a whole blood specimen to quantitatively measure the activity of 17 genes using real time (quantitative) reverse–transcription polymerase chain reaction (quantitative RT–PCR), which monitors amplification of targeted mRNA gene expression. The test includes analyzing the data using a specific algorithm to report results as a percentage risk for inflammatory bowel disease (IBD) aggressiveness, such as “high–risk, with 95% probability that they are in the high–risk subgroup.” Although not limited to testing for a specific condition, clinicians may order this test for patients with a new IBD diagnosis to determine if the patient is likely to experience an aggressive or milder form of the disease. Inflammatory bowel disease is a condition that may affect any part of the gastrointestinal tract, causing inflammation of the lining of the digestive tract; symptoms include abdominal pain, persistent diarrhea, loss of weight, tiredness, and sometimes rectal bleeding; Crohn’s disease and ulcerative colitis are severe forms of IBD. The results are reported as a continuous risk score and classification of IBD aggressiveness, which can help clinicians and patients determine the best course of monitoring or treatment action. Terminology Amplification: Making more copies of a desired gene for study by processes such as polymerase chain reaction (PCR) or transcription of DNA to RNA and reverse transcription from RNA to make an additional copy of the DNA. Gene: Specific nucleic acid sequence associated with a unique function in the body such as production of a specific protein. Nucleic acid: A sequence of specific biological chemicals (nucleotides) that carry genetic information; known as deoxyribonucleic acid (DNA) or ribonucleic acid (RNA). Reverse transcription: Generation of a complementary DNA sequence from a template of RNA. Ribonucleic acid (RNA): One of the essential building blocks of life, along with deoxyribonucleic acid (DNA) and proteins; RNA acts as a messenger (mRNA), carrying genetic information from DNA to proteins, helps regulate cellular processes, and, like enzymes, can speed up chemical reactions; RNA, rather than DNA, carries genetic information in some important viruses. Tips Use this code only for the appropriate proprietary test; report one unit of this code for a single specimen analyzed on a single date of service. Some payers may pay separately for collecting the specimen using a code such as 36415. Additional Info “U” codes are included in the CPT® code set to identify specific proprietary laboratory analyses (PLA) tests. PLA codes take precedence over the usual 80000 series codes for laboratory/pathology. Use this code only for the above–described test; do not report this test using any other CPT® code. PLA code descriptors follow existing code conventions when possible, and lab techniques used include multianalyte assays with algorithmic analyses (MAAA) and genomic sequencing procedures (GSP), among others. Read Less | Range Specific Guideline Proprietary laboratory analyses (PLA) codes describe proprietary clinical laboratory analyses and can be either provided by a single ("sole-source") laboratory or licensed or marketed to multiple providing laboratories (eg, cleared or approved by the Food and Drug Administration [FDA]). This subsection includes advanced diagnostic laboratory tests (ADLTs) and clinical diagnostic laboratory tests (CDLTs), as defined under the Protecting Access to Medicare Act (PAMA) of 2014. These analyses may include a range of medical laboratory tests including, but not limited to, multianalyte assays with algorithmic analyses (MAAA) and genomic sequencing procedures (GSP). The descriptor nomenclature follows, where possible, existing code conventions (eg, MAAA, GSP). Unless specifically noted, even though the Proprietary Laboratory Analyses section of the code set is located at the end of the Pathology and Laboratory section of the code set, a PLA code does not fulfill Category I code criteria. PLA codes are not required to fulfill the Category I criteria. The standards for inclusion in the PLA section are: The test must be commercially available in the United States for use on human specimens and The clinical laboratory or manufacturer that offers the test must request the code. For similar laboratory analyses that fulfill Category I criteria, see codes listed in the numeric 80000 series. When a PLA code is available to report a given proprietary laboratory service, that PLA code takes precedence. The service should not be reported with any other CPT® code(s) and other CPT® code(s) should not be used to report services that may be reported with that specific PLA code. These codes encompass all analytical services required for the analysis (eg, cell lysis, nucleic acid stabilization, extraction, digestion, amplification, hybridization and detection). For molecular analyses, additional procedures that are required prior to cell lysis (eg, microdissection [codes 88380 and 88381]) may be reported separately. Codes in this subsection are released on a quarterly basis to expedite dissemination for reporting. PLA codes will be published electronically on the AMA CPT® website (ama-assn.org/cpt-pla-codes), distributed via CPT® data files on a quarterly basis, and, at a minimum, made available in print annually in the CPT® codebook. See the Introduction section of the CPT® code set for a complete list of the dates of release and implementation. All codes that are included in this section are also included in Appendix O, with the procedure's proprietary name. In order to report a PLA code, the analysis performed must fulfill the code descriptor and must be the test represented by the proprietary name listed in Appendix O. In some instances, the descriptor language of PLA codes may be identical and the code may only be differentiated by the listed proprietary name in Appendix O. When more than one PLA has an identical descriptor, the codes will be denoted by the symbol "â™“." All PLA tests will have assigned codes in the PLA section of the code set. Any PLA coded test(s) that satisfies Category I criteria and has been accepted by the CPT® Editorial Panel will be designated by the addition of the symbol "^" to the existing PLA code and will remain in the PLA section of the code set. If a proprietary test has already been accepted for a Category I code and a code has not been published, subsequent application for a PLA code will take precedence. The code will only be placed in the PLA section. The accuracy of a PLA code is to be maintained by the original applicant, or the current owner of the test kit or laboratory performing the proprietary test. A new PLA code is required when: 1. Additional nucleic acid (DNA or RNA) and/or protein analysis(es) are added to the current PLA test, or 2. The name of the PLA test has changed in association with changes in test performance or test characteristics. The addition or modification of the therapeutic applications of the test require submission of a code change application, but it may not require a new code number. | 0001U-0599U | https://www.aapc.com/codes/cpt-codes/0203U | 2025-10-27T17:32:53.424875Z
0205U | Ophthalmology (age-related macular degeneration), analysis of 3 gene variants (2 CFH gene, 1 ARMS2 gene), using PCR and MALDI-TOF, buccal swab, reported as positive or negative for neovascular age-related macular-degeneration risk associated with zinc supplements | This is a Proprietary Laboratory Analyses (PLA) code, meaning that the code describes only one unique lab test made by a specific manufacturer or performed by a specific lab. Code 0205U describes the Vita Risk® test by Arctic Medical Laboratories, which reveals whether a patient has an increased risk of progressing from dry to wet age–related macular degeneration (AMD) if they take zinc supplements. Explanation The lab analyst prepares the specimen taken by buccal swab (a smear from the inner cheek). He performs the test using polymerase chain reaction (PCR) and matrix–assisted laser desorption/ionization–time of flight (MALDI–TOF) to identify three gene variants, two in the complement factor H (CFH) gene and one in the age–related maculopathy susceptibility 2 (ARMS2) gene. A genetic profile with two CFH risk variants and an absence of risk markers at ARMS2 indicates increased risk associated with zinc supplements. Although not limited to testing for a specific condition, clinicians may order this test to identify patients with dry AMD who have an increased risk of progression to wet AMD after chronic exposure to zinc. The clinician can use the results to inform patients about whether zinc supplements may be beneficial or may increase risk of vision loss. Many patients with dry AMD take a supplement that includes zinc because of studies indicating the supplement may help slow the progression of AMD. AMD is weakening of a small area in the retina, the macula, that leads to vision loss in people age 50 or older. Dry macular degeneration does not involve the bleeding or leaking blood vessels that characterize wet macular degeneration. Terminology Gene: Specific nucleic acid sequence associated with a unique function in the body such as production of a specific protein. Polymerase chain reaction (PCR): A rapid technique for making more copies (amplifying) of a DNA or RNA sequence used in the laboratory. Tips Use this code only for the appropriate proprietary test; report one unit of this code for a single specimen analyzed on a single date of service. Additional Info “U” codes are included in the CPT® code set to identify specific proprietary laboratory analyses (PLA) tests. PLA codes take precedence over the usual 80000 series codes for laboratory/pathology. Use this code only for the above–described test; do not report this test using any other CPT® code. PLA code descriptors follow existing code conventions when possible, and lab techniques used include multianalyte assays with algorithmic analyses (MAAA) and genomic sequencing procedures (GSP), among others. Read Less | Range Specific Guideline Proprietary laboratory analyses (PLA) codes describe proprietary clinical laboratory analyses and can be either provided by a single ("sole-source") laboratory or licensed or marketed to multiple providing laboratories (eg, cleared or approved by the Food and Drug Administration [FDA]). This subsection includes advanced diagnostic laboratory tests (ADLTs) and clinical diagnostic laboratory tests (CDLTs), as defined under the Protecting Access to Medicare Act (PAMA) of 2014. These analyses may include a range of medical laboratory tests including, but not limited to, multianalyte assays with algorithmic analyses (MAAA) and genomic sequencing procedures (GSP). The descriptor nomenclature follows, where possible, existing code conventions (eg, MAAA, GSP). Unless specifically noted, even though the Proprietary Laboratory Analyses section of the code set is located at the end of the Pathology and Laboratory section of the code set, a PLA code does not fulfill Category I code criteria. PLA codes are not required to fulfill the Category I criteria. The standards for inclusion in the PLA section are: The test must be commercially available in the United States for use on human specimens and The clinical laboratory or manufacturer that offers the test must request the code. For similar laboratory analyses that fulfill Category I criteria, see codes listed in the numeric 80000 series. When a PLA code is available to report a given proprietary laboratory service, that PLA code takes precedence. The service should not be reported with any other CPT® code(s) and other CPT® code(s) should not be used to report services that may be reported with that specific PLA code. These codes encompass all analytical services required for the analysis (eg, cell lysis, nucleic acid stabilization, extraction, digestion, amplification, hybridization and detection). For molecular analyses, additional procedures that are required prior to cell lysis (eg, microdissection [codes 88380 and 88381]) may be reported separately. Codes in this subsection are released on a quarterly basis to expedite dissemination for reporting. PLA codes will be published electronically on the AMA CPT® website (ama-assn.org/cpt-pla-codes), distributed via CPT® data files on a quarterly basis, and, at a minimum, made available in print annually in the CPT® codebook. See the Introduction section of the CPT® code set for a complete list of the dates of release and implementation. All codes that are included in this section are also included in Appendix O, with the procedure's proprietary name. In order to report a PLA code, the analysis performed must fulfill the code descriptor and must be the test represented by the proprietary name listed in Appendix O. In some instances, the descriptor language of PLA codes may be identical and the code may only be differentiated by the listed proprietary name in Appendix O. When more than one PLA has an identical descriptor, the codes will be denoted by the symbol "â™“." All PLA tests will have assigned codes in the PLA section of the code set. Any PLA coded test(s) that satisfies Category I criteria and has been accepted by the CPT® Editorial Panel will be designated by the addition of the symbol "^" to the existing PLA code and will remain in the PLA section of the code set. If a proprietary test has already been accepted for a Category I code and a code has not been published, subsequent application for a PLA code will take precedence. The code will only be placed in the PLA section. The accuracy of a PLA code is to be maintained by the original applicant, or the current owner of the test kit or laboratory performing the proprietary test. A new PLA code is required when: 1. Additional nucleic acid (DNA or RNA) and/or protein analysis(es) are added to the current PLA test, or 2. The name of the PLA test has changed in association with changes in test performance or test characteristics. The addition or modification of the therapeutic applications of the test require submission of a code change application, but it may not require a new code number. | 0001U-0599U | https://www.aapc.com/codes/cpt-codes/0205U | 2025-10-27T17:33:11.358147Z
0206U | Neurology (Alzheimer disease); cell aggregation using morphometric imaging and protein kinase C-epsilon (PKCe) concentration in response to amylospheroid treatment by ELISA, cultured skin fibroblasts, each reported as positive or negative for Alzheimer disease | This is a Proprietary Laboratory Analyses (PLA) code, meaning that the code describes only one unique lab test made by a specific manufacturer or performed by a specific lab. Code 0206U describes the Discern™ test by NeuroDiagnostics. The analyst subjects a cultured skin specimen to assay measurements for morphometric imaging and protein kinase C–epsilon (PKCe) biomarkers to identify Alzheimer disease. Explanation The lab analyst prepares a small skin sample by incubating it for a few weeks to reach threshold volumes of more than 1,000,000 cells. For the morphometric imaging assay biomarker, the analyst stimulates the cultured skin specimen with an extracellular matrix that forms networks in control and non–Alzheimer disease cells, but not in Alzheimer disease (AD) cells. The network formation is quantified and helps in diagnosis of AD. For the protein kinase C–epsilon (PKCe) biomarker, the lab analyst uses the cultured skin specimen with PKCe–specific antibodies to quantify relative levels of PKCe to identify and differentiate between AD and non–AD dementia. Amylospheroid is an assembly of amyloid beta peptides that can induce death in functionally mature neurons and cause AD and dementia. The changes in morphometric imaging and PKCe concentration in response to amylospheroid treatment by ELISA may indicate AD. The test results are reported either as positive or negative for AD. Clinicians may order this test to detect AD and differentiate it from other dementias. AD is a slowly progressive form of dementia characterized by beta–amyloid plaques (microscopic clumps of pieces of protein), tangles (strands) of the tau protein (abundant in the central nervous system but not elsewhere), brain inflammation, and damage and eventual death of brain cells. The characteristic symptoms of dementia are loss of memory, language, problem–solving, and other cognitive skills that affect a person’s activities of daily living. Terminology Biomarker, biological marker, biochemical marker: A measurable substance, such as an enzyme, protein, or gene, that is an indicator of a condition, disease, or normal or abnormal process. Dementia: Forgetfulness associated with at least one other cognitive disorder, such as language disorder, the inability to carry out purposeful movement unrelated to physical impairment, recognize or respond appropriately to sensory stimuli, plan or organize activities, or think abstractly. Enzyme–linked immunosorbent assay (ELISA): A laboratory testing method using an enzyme attached to an antigen or antibody used as a marker to detect a specific substance, such as another antigen or antibody. Extracellular matrix (ECM): Material secreted by cells that provides a supportive framework for surrounding cells. Tips Use this code only for the appropriate proprietary test; report one unit of this code for a single specimen analyzed on a single date of service. For quantitative imaging of phosphorylated ERK1 and ERK2 in addition to the 0206U test, see +0207U. Additional Info “U” codes are included in the CPT® code set to identify specific proprietary laboratory analyses (PLA) tests. PLA codes take precedence over the usual 80000 series codes for laboratory/pathology. Use this code only for the above–described test; do not report this test using any other CPT® code. PLA code descriptors follow existing code conventions when possible, and lab techniques used include multianalyte assays with algorithmic analyses (MAAA) and genomic sequencing procedures (GSP), among others. Read Less | Range Specific Guideline Proprietary laboratory analyses (PLA) codes describe proprietary clinical laboratory analyses and can be either provided by a single ("sole-source") laboratory or licensed or marketed to multiple providing laboratories (eg, cleared or approved by the Food and Drug Administration [FDA]). This subsection includes advanced diagnostic laboratory tests (ADLTs) and clinical diagnostic laboratory tests (CDLTs), as defined under the Protecting Access to Medicare Act (PAMA) of 2014. These analyses may include a range of medical laboratory tests including, but not limited to, multianalyte assays with algorithmic analyses (MAAA) and genomic sequencing procedures (GSP). The descriptor nomenclature follows, where possible, existing code conventions (eg, MAAA, GSP). Unless specifically noted, even though the Proprietary Laboratory Analyses section of the code set is located at the end of the Pathology and Laboratory section of the code set, a PLA code does not fulfill Category I code criteria. PLA codes are not required to fulfill the Category I criteria. The standards for inclusion in the PLA section are: The test must be commercially available in the United States for use on human specimens and The clinical laboratory or manufacturer that offers the test must request the code. For similar laboratory analyses that fulfill Category I criteria, see codes listed in the numeric 80000 series. When a PLA code is available to report a given proprietary laboratory service, that PLA code takes precedence. The service should not be reported with any other CPT® code(s) and other CPT® code(s) should not be used to report services that may be reported with that specific PLA code. These codes encompass all analytical services required for the analysis (eg, cell lysis, nucleic acid stabilization, extraction, digestion, amplification, hybridization and detection). For molecular analyses, additional procedures that are required prior to cell lysis (eg, microdissection [codes 88380 and 88381]) may be reported separately. Codes in this subsection are released on a quarterly basis to expedite dissemination for reporting. PLA codes will be published electronically on the AMA CPT® website (ama-assn.org/cpt-pla-codes), distributed via CPT® data files on a quarterly basis, and, at a minimum, made available in print annually in the CPT® codebook. See the Introduction section of the CPT® code set for a complete list of the dates of release and implementation. All codes that are included in this section are also included in Appendix O, with the procedure's proprietary name. In order to report a PLA code, the analysis performed must fulfill the code descriptor and must be the test represented by the proprietary name listed in Appendix O. In some instances, the descriptor language of PLA codes may be identical and the code may only be differentiated by the listed proprietary name in Appendix O. When more than one PLA has an identical descriptor, the codes will be denoted by the symbol "â™“." All PLA tests will have assigned codes in the PLA section of the code set. Any PLA coded test(s) that satisfies Category I criteria and has been accepted by the CPT® Editorial Panel will be designated by the addition of the symbol "^" to the existing PLA code and will remain in the PLA section of the code set. If a proprietary test has already been accepted for a Category I code and a code has not been published, subsequent application for a PLA code will take precedence. The code will only be placed in the PLA section. The accuracy of a PLA code is to be maintained by the original applicant, or the current owner of the test kit or laboratory performing the proprietary test. A new PLA code is required when: 1. Additional nucleic acid (DNA or RNA) and/or protein analysis(es) are added to the current PLA test, or 2. The name of the PLA test has changed in association with changes in test performance or test characteristics. The addition or modification of the therapeutic applications of the test require submission of a code change application, but it may not require a new code number. | 0001U-0599U | https://www.aapc.com/codes/cpt-codes/0206U | 2025-10-27T17:33:29.241937Z
0207U | Neurology (Alzheimer disease); quantitative imaging of phosphorylated ERK1 and ERK2 in response to bradykinin treatment by in situ immunofluorescence, using cultured skin fibroblasts, reported as a probability index for Alzheimer disease (List separately in addition to code for primary procedure) Notes: (Use 0207U in conjunction with 0206U) | This is a Proprietary Laboratory Analyses (PLA) code, meaning that the code describes only one unique lab test made by a specific manufacturer or performed by a specific lab. Code +0207U describes the Discern™ test by NeuroDiagnostics. The test involves quantitative imaging of phosphorylated enzymes ERK1 and ERK2 in a cultured skin specimen to identify Alzheimer disease, and is used only in addition to 0206U. Explanation The lab analyst incubates a small skin sample. He performs the lab tests using the cultured skin fibroblasts. The inflammatory agonist bradykinin, a small nano–peptide, induces or stimulates protein kinase C (PKC)–mediated phosphorylation of ERK1 and ERK2. The lab analyst then uses quantitative imaging and in situ immunofluorescence to evaluate levels of phosphorylated ERK1 and ERK2, which are elevated in response to bradykinin treatment in patients at risk for Alzheimer Disease (AD). The test includes analysis of test results to report a probability index for AD. Clinicians may order this test to evaluate the probability that the patient has AD, which is a slowly progressive form of dementia characterized by beta–amyloid plaques (microscopic clumps of pieces of protein), tangles (strands) of the tau protein (abundant in the central nervous system but not elsewhere), brain inflammation, and damage and eventual death of brain cells. The characteristic symptoms of dementia are loss of memory, language, problem–solving, and other cognitive skills that affect a person’s activities of daily living. Terminology Agonist: A substance or chemical that stimulates a biological response by binding to a receptor or acting like another substance. Dementia: Forgetfulness associated with at least one other cognitive disorder, such as language disorder, the inability to carry out purposeful movement unrelated to physical impairment, recognize or respond appropriately to sensory stimuli, plan or organize activities, or think abstractly. Tips Use this code only for the appropriate proprietary test; report one unit of this code for a single specimen analyzed on a single date of service. Code +0207U is an add–on code. You must report it with the appropriate primary code, 0206U. Additional Info “U” codes are included in the CPT® code set to identify specific proprietary laboratory analyses (PLA) tests. PLA codes take precedence over the usual 80000 series codes for laboratory/pathology. Use this code only for the above–described test; do not report this test using any other CPT® code. PLA code descriptors follow existing code conventions when possible, and lab techniques used include multianalyte assays with algorithmic analyses (MAAA) and genomic sequencing procedures (GSP), among others. Read Less | Range Specific Guideline Proprietary laboratory analyses (PLA) codes describe proprietary clinical laboratory analyses and can be either provided by a single ("sole-source") laboratory or licensed or marketed to multiple providing laboratories (eg, cleared or approved by the Food and Drug Administration [FDA]). This subsection includes advanced diagnostic laboratory tests (ADLTs) and clinical diagnostic laboratory tests (CDLTs), as defined under the Protecting Access to Medicare Act (PAMA) of 2014. These analyses may include a range of medical laboratory tests including, but not limited to, multianalyte assays with algorithmic analyses (MAAA) and genomic sequencing procedures (GSP). The descriptor nomenclature follows, where possible, existing code conventions (eg, MAAA, GSP). Unless specifically noted, even though the Proprietary Laboratory Analyses section of the code set is located at the end of the Pathology and Laboratory section of the code set, a PLA code does not fulfill Category I code criteria. PLA codes are not required to fulfill the Category I criteria. The standards for inclusion in the PLA section are: The test must be commercially available in the United States for use on human specimens and The clinical laboratory or manufacturer that offers the test must request the code. For similar laboratory analyses that fulfill Category I criteria, see codes listed in the numeric 80000 series. When a PLA code is available to report a given proprietary laboratory service, that PLA code takes precedence. The service should not be reported with any other CPT® code(s) and other CPT® code(s) should not be used to report services that may be reported with that specific PLA code. These codes encompass all analytical services required for the analysis (eg, cell lysis, nucleic acid stabilization, extraction, digestion, amplification, hybridization and detection). For molecular analyses, additional procedures that are required prior to cell lysis (eg, microdissection [codes 88380 and 88381]) may be reported separately. Codes in this subsection are released on a quarterly basis to expedite dissemination for reporting. PLA codes will be published electronically on the AMA CPT® website (ama-assn.org/cpt-pla-codes), distributed via CPT® data files on a quarterly basis, and, at a minimum, made available in print annually in the CPT® codebook. See the Introduction section of the CPT® code set for a complete list of the dates of release and implementation. All codes that are included in this section are also included in Appendix O, with the procedure's proprietary name. In order to report a PLA code, the analysis performed must fulfill the code descriptor and must be the test represented by the proprietary name listed in Appendix O. In some instances, the descriptor language of PLA codes may be identical and the code may only be differentiated by the listed proprietary name in Appendix O. When more than one PLA has an identical descriptor, the codes will be denoted by the symbol "â™“." All PLA tests will have assigned codes in the PLA section of the code set. Any PLA coded test(s) that satisfies Category I criteria and has been accepted by the CPT® Editorial Panel will be designated by the addition of the symbol "^" to the existing PLA code and will remain in the PLA section of the code set. If a proprietary test has already been accepted for a Category I code and a code has not been published, subsequent application for a PLA code will take precedence. The code will only be placed in the PLA section. The accuracy of a PLA code is to be maintained by the original applicant, or the current owner of the test kit or laboratory performing the proprietary test. A new PLA code is required when: 1. Additional nucleic acid (DNA or RNA) and/or protein analysis(es) are added to the current PLA test, or 2. The name of the PLA test has changed in association with changes in test performance or test characteristics. The addition or modification of the therapeutic applications of the test require submission of a code change application, but it may not require a new code number. | 0001U-0599U | https://www.aapc.com/codes/cpt-codes/0207U | 2025-10-27T17:33:47.082832Z
0209U | Cytogenomic constitutional (genome-wide) analysis, interrogation of genomic regions for copy number, structural changes and areas of homozygosity for chromosomal abnormalities | This is a Proprietary Laboratory Analyses (PLA) code, meaning that the code describes only one unique lab test made by a specific manufacturer or performed by a specific lab. Code 0209U describes the CNGnome™ test by PerkinElmer Genomics, which evaluates the patient’s entire genetic make–up, called the genome, for variation in the number of copies of gene sequences, called copy number variants (CNV), and other chromosomal markers of abnormalities, such as structural changes and sequences of homozygous DNA. Explanation The lab analyst performs all technical steps to prepare the sample, such as whole blood, and performs direct sequencing of genomic DNA using next generation sequencing (NGS) systems. The test includes alignment to the human reference genome and the use of software for copy number variant (CNV) calls. CNVs include deletions, which involve loss of a nucleotide sequence, or duplications, which involve gain of a nucleotide sequence. Although not limited to testing for a specific condition, clinicians may commonly order this as an initial test to evaluate children with signs of developmental delays and/or congenital anomalies not indicative of a specific genetic disorder, autism/autism spectrum disorders (ASDs), or micro–deletion syndromes. The test is more specific than older cytogenetic tests such as karyotyping, and broadly evaluates for a wide range of possible genetic disorders across the entire genome, helping to narrow the focus for diagnosis, prognosis, and treatment for the condition. Terminology Duplication/deletion: Increase/decrease in the normal copy number, which is two copies of a gene sequence. Gene: Specific nucleic acid sequence associated with a unique function in the body such as production of a specific protein. Nucleic acid: DNA or RNA; sequence of specific biological chemicals, called nucleotides, that carry genetic information. Tips Use this code only for the appropriate proprietary test; report one unit of this code for a single specimen analyzed on a single date of service. Some payers may pay separately for collecting the specimen using a code such as 36415. Additional Info “U” codes are included in the CPT® code set to identify specific proprietary laboratory analyses (PLA) tests. PLA codes take precedence over the usual 80000 series codes for laboratory/pathology. Use this code only for the above–described test; do not report this test using any other CPT® code. PLA code descriptors follow existing code conventions when possible, and lab techniques used include multianalyte assays with algorithmic analyses (MAAA) and genomic sequencing procedures (GSP), among others. Read Less | Range Specific Guideline Proprietary laboratory analyses (PLA) codes describe proprietary clinical laboratory analyses and can be either provided by a single ("sole-source") laboratory or licensed or marketed to multiple providing laboratories (eg, cleared or approved by the Food and Drug Administration [FDA]). This subsection includes advanced diagnostic laboratory tests (ADLTs) and clinical diagnostic laboratory tests (CDLTs), as defined under the Protecting Access to Medicare Act (PAMA) of 2014. These analyses may include a range of medical laboratory tests including, but not limited to, multianalyte assays with algorithmic analyses (MAAA) and genomic sequencing procedures (GSP). The descriptor nomenclature follows, where possible, existing code conventions (eg, MAAA, GSP). Unless specifically noted, even though the Proprietary Laboratory Analyses section of the code set is located at the end of the Pathology and Laboratory section of the code set, a PLA code does not fulfill Category I code criteria. PLA codes are not required to fulfill the Category I criteria. The standards for inclusion in the PLA section are: The test must be commercially available in the United States for use on human specimens and The clinical laboratory or manufacturer that offers the test must request the code. For similar laboratory analyses that fulfill Category I criteria, see codes listed in the numeric 80000 series. When a PLA code is available to report a given proprietary laboratory service, that PLA code takes precedence. The service should not be reported with any other CPT® code(s) and other CPT® code(s) should not be used to report services that may be reported with that specific PLA code. These codes encompass all analytical services required for the analysis (eg, cell lysis, nucleic acid stabilization, extraction, digestion, amplification, hybridization and detection). For molecular analyses, additional procedures that are required prior to cell lysis (eg, microdissection [codes 88380 and 88381]) may be reported separately. Codes in this subsection are released on a quarterly basis to expedite dissemination for reporting. PLA codes will be published electronically on the AMA CPT® website (ama-assn.org/cpt-pla-codes), distributed via CPT® data files on a quarterly basis, and, at a minimum, made available in print annually in the CPT® codebook. See the Introduction section of the CPT® code set for a complete list of the dates of release and implementation. All codes that are included in this section are also included in Appendix O, with the procedure's proprietary name. In order to report a PLA code, the analysis performed must fulfill the code descriptor and must be the test represented by the proprietary name listed in Appendix O. In some instances, the descriptor language of PLA codes may be identical and the code may only be differentiated by the listed proprietary name in Appendix O. When more than one PLA has an identical descriptor, the codes will be denoted by the symbol "â™“." All PLA tests will have assigned codes in the PLA section of the code set. Any PLA coded test(s) that satisfies Category I criteria and has been accepted by the CPT® Editorial Panel will be designated by the addition of the symbol "^" to the existing PLA code and will remain in the PLA section of the code set. If a proprietary test has already been accepted for a Category I code and a code has not been published, subsequent application for a PLA code will take precedence. The code will only be placed in the PLA section. The accuracy of a PLA code is to be maintained by the original applicant, or the current owner of the test kit or laboratory performing the proprietary test. A new PLA code is required when: 1. Additional nucleic acid (DNA or RNA) and/or protein analysis(es) are added to the current PLA test, or 2. The name of the PLA test has changed in association with changes in test performance or test characteristics. The addition or modification of the therapeutic applications of the test require submission of a code change application, but it may not require a new code number. | 0001U-0599U | https://www.aapc.com/codes/cpt-codes/0209U | 2025-10-27T17:34:05.157551Z
0210U | Syphilis test, non-treponemal antibody, immunoassay, quantitative (RPR) | This is a Proprietary Laboratory Analyses (PLA) code, meaning that the code describes only one unique lab test made by a specific manufacturer or performed by a specific lab. Code 0210U describes the BioPlex 2200 RPR Assay – Quantitative test by Bio–Rad Laboratories, which evaluates the level of syphilis–related antibodies in a patient specimen such as blood. Explanation The lab analyst may perform the test on a blood specimen (serum or plasma). This may be a reflex test when rapid plasma reagin (RPR) is reactive to evaluate the antibody concentration in the specimen. The test involves steps such as mixing the antigen reagent with the patient specimen and evaluating the levels of reagin, based on flocculation, or aggregation, of the antibody/antigen complex and quantifying the results. Syphilis is a sexually transmitted disease (STD) that results from infection with the bacterium Treponema pallidum. Primary and secondary stages occur early in the disease, and latent syphilis may develop many years later and affect multiple organ systems, leading to death. An infected mother can pass the infection to the fetus. Clinicians may order a non–treponemal antibody syphilis test, such as RPR assay, to aid in the diagnosis and treatment of syphilis. Terminology Antibody: A protein produced by the body as an immune–system response to a specific antigen, such as a bacteria or foreign substance; lab tests may utilize reactions between antibodies and antigens to identify a substance in a patient specimen; may also be referred to as immunoglobulin. Antigen: A foreign substance that the body reacts to with an immune response, such as producing a specific antibody; lab tests may utilize reactions between antibodies and antigens to identify a substance in a patient specimen. Sexually transmitted disease (STD): An infection that spreads through sexual contact; also known as venereal disease; some STDs are passed from mother to baby in the womb or during delivery; common venereal diseases include syphilis, chlamydia, gonorrhea, genital herpes, HIV/AIDS. Tips Use this code only for the appropriate proprietary test; report one unit of this code for a single specimen analyzed on a single date of service. Some payers may pay separately for collecting the specimen using a code such as 36415. Additional Info “U” codes are included in the CPT® code set to identify specific proprietary laboratory analyses (PLA) tests. PLA codes take precedence over the usual 80000 series codes for laboratory/pathology. Use this code only for the above–described test; do not report this test using any other CPT® code. PLA code descriptors follow existing code conventions when possible, and lab techniques used include multianalyte assays with algorithmic analyses (MAAA) and genomic sequencing procedures (GSP), among others. Read Less | Range Specific Guideline Proprietary laboratory analyses (PLA) codes describe proprietary clinical laboratory analyses and can be either provided by a single ("sole-source") laboratory or licensed or marketed to multiple providing laboratories (eg, cleared or approved by the Food and Drug Administration [FDA]). This subsection includes advanced diagnostic laboratory tests (ADLTs) and clinical diagnostic laboratory tests (CDLTs), as defined under the Protecting Access to Medicare Act (PAMA) of 2014. These analyses may include a range of medical laboratory tests including, but not limited to, multianalyte assays with algorithmic analyses (MAAA) and genomic sequencing procedures (GSP). The descriptor nomenclature follows, where possible, existing code conventions (eg, MAAA, GSP). Unless specifically noted, even though the Proprietary Laboratory Analyses section of the code set is located at the end of the Pathology and Laboratory section of the code set, a PLA code does not fulfill Category I code criteria. PLA codes are not required to fulfill the Category I criteria. The standards for inclusion in the PLA section are: The test must be commercially available in the United States for use on human specimens and The clinical laboratory or manufacturer that offers the test must request the code. For similar laboratory analyses that fulfill Category I criteria, see codes listed in the numeric 80000 series. When a PLA code is available to report a given proprietary laboratory service, that PLA code takes precedence. The service should not be reported with any other CPT® code(s) and other CPT® code(s) should not be used to report services that may be reported with that specific PLA code. These codes encompass all analytical services required for the analysis (eg, cell lysis, nucleic acid stabilization, extraction, digestion, amplification, hybridization and detection). For molecular analyses, additional procedures that are required prior to cell lysis (eg, microdissection [codes 88380 and 88381]) may be reported separately. Codes in this subsection are released on a quarterly basis to expedite dissemination for reporting. PLA codes will be published electronically on the AMA CPT® website (ama-assn.org/cpt-pla-codes), distributed via CPT® data files on a quarterly basis, and, at a minimum, made available in print annually in the CPT® codebook. See the Introduction section of the CPT® code set for a complete list of the dates of release and implementation. All codes that are included in this section are also included in Appendix O, with the procedure's proprietary name. In order to report a PLA code, the analysis performed must fulfill the code descriptor and must be the test represented by the proprietary name listed in Appendix O. In some instances, the descriptor language of PLA codes may be identical and the code may only be differentiated by the listed proprietary name in Appendix O. When more than one PLA has an identical descriptor, the codes will be denoted by the symbol "â™“." All PLA tests will have assigned codes in the PLA section of the code set. Any PLA coded test(s) that satisfies Category I criteria and has been accepted by the CPT® Editorial Panel will be designated by the addition of the symbol "^" to the existing PLA code and will remain in the PLA section of the code set. If a proprietary test has already been accepted for a Category I code and a code has not been published, subsequent application for a PLA code will take precedence. The code will only be placed in the PLA section. The accuracy of a PLA code is to be maintained by the original applicant, or the current owner of the test kit or laboratory performing the proprietary test. A new PLA code is required when: 1. Additional nucleic acid (DNA or RNA) and/or protein analysis(es) are added to the current PLA test, or 2. The name of the PLA test has changed in association with changes in test performance or test characteristics. The addition or modification of the therapeutic applications of the test require submission of a code change application, but it may not require a new code number. | 0001U-0599U | https://www.aapc.com/codes/cpt-codes/0210U | 2025-10-27T17:34:23.005867Z
0211U | Oncology (pan-tumor), DNA and RNA by next-generation sequencing, utilizing formalin-fixed paraffin-embedded tissue, interpretative report for single nucleotide variants, copy number alterations, tumor mutational burden, and microsatellite instability, with therapy association | This is a Proprietary Laboratory Analyses (PLA) code, meaning that the code applies to only one unique lab test made by a specific manufacturer or performed by a specific lab. Report 0211U for the MI Cancer Seek™ – NGS Analysis from Caris MPI d/b/a Caris Life Sciences. The test includes whole exome sequencing of DNA and whole transcriptome sequencing of RNA by next–generation sequencing using a formalin–fixed paraffin–embedded tumor tissue specimen. Explanation The lab analyst extracts nucleic acids from the formalin–fixed paraffin–embedded (FFPE) tumor tissue and performs whole exome DNA sequencing using next–generation sequencing technology and custom software to identify variants, insertion and deletion alterations, copy number alterations, and certain molecular changes (microsatellite instability and tumor mutational burden). The lab analyst also performs RNA whole transcriptome sequencing for gene fusion and variant transcript detection on mRNA isolated from the FFPE tumor sample. Algorithm–based reporting uses test results to classify mutation(s) based on clinical relevance. Clinicians may order this test to identify cancer patients who may be candidates for specific targeted treatments. Terminology Algorithm: A specific set of step–by–step calculations using defined inputs at each step to produce a useful output; for multianalyte assays with algorithmic analyses (MAAA), the output involves some sort of diagnostic or prognostic information about treatment options or disease outcomes. Formalin: Diluted formaldehyde used to preserve biologic tissue for laboratory analysis. Gene: Specific nucleic acid sequence associated with a unique function in the body such as production of a specific protein. Mutation: An alteration in a deoxyribonucleic acid (DNA) sequence that may lead to pathologic changes in the organism. Tips Use this code only for the appropriate proprietary test; report one unit of this code for a single specimen analyzed on a single date of service. You may separately report prep work that precedes cell lysis, when documented. Additional Info “U” codes are included in the CPT® code set to identify specific proprietary laboratory analyses (PLA) tests. PLA codes take precedence over the usual 80000 series codes for laboratory/pathology. Use this code only for the above–described test; do not report this test using any other CPT® code. PLA code descriptors follow existing code conventions when possible, and lab techniques used include multianalyte assays with algorithmic analyses (MAAA) and genomic sequencing procedures (GSP), among others. Read Less | Range Specific Guideline Proprietary laboratory analyses (PLA) codes describe proprietary clinical laboratory analyses and can be either provided by a single ("sole-source") laboratory or licensed or marketed to multiple providing laboratories (eg, cleared or approved by the Food and Drug Administration [FDA]). This subsection includes advanced diagnostic laboratory tests (ADLTs) and clinical diagnostic laboratory tests (CDLTs), as defined under the Protecting Access to Medicare Act (PAMA) of 2014. These analyses may include a range of medical laboratory tests including, but not limited to, multianalyte assays with algorithmic analyses (MAAA) and genomic sequencing procedures (GSP). The descriptor nomenclature follows, where possible, existing code conventions (eg, MAAA, GSP). Unless specifically noted, even though the Proprietary Laboratory Analyses section of the code set is located at the end of the Pathology and Laboratory section of the code set, a PLA code does not fulfill Category I code criteria. PLA codes are not required to fulfill the Category I criteria. The standards for inclusion in the PLA section are: The test must be commercially available in the United States for use on human specimens and The clinical laboratory or manufacturer that offers the test must request the code. For similar laboratory analyses that fulfill Category I criteria, see codes listed in the numeric 80000 series. When a PLA code is available to report a given proprietary laboratory service, that PLA code takes precedence. The service should not be reported with any other CPT® code(s) and other CPT® code(s) should not be used to report services that may be reported with that specific PLA code. These codes encompass all analytical services required for the analysis (eg, cell lysis, nucleic acid stabilization, extraction, digestion, amplification, hybridization and detection). For molecular analyses, additional procedures that are required prior to cell lysis (eg, microdissection [codes 88380 and 88381]) may be reported separately. Codes in this subsection are released on a quarterly basis to expedite dissemination for reporting. PLA codes will be published electronically on the AMA CPT® website (ama-assn.org/cpt-pla-codes), distributed via CPT® data files on a quarterly basis, and, at a minimum, made available in print annually in the CPT® codebook. See the Introduction section of the CPT® code set for a complete list of the dates of release and implementation. All codes that are included in this section are also included in Appendix O, with the procedure's proprietary name. In order to report a PLA code, the analysis performed must fulfill the code descriptor and must be the test represented by the proprietary name listed in Appendix O. In some instances, the descriptor language of PLA codes may be identical and the code may only be differentiated by the listed proprietary name in Appendix O. When more than one PLA has an identical descriptor, the codes will be denoted by the symbol "â™“." All PLA tests will have assigned codes in the PLA section of the code set. Any PLA coded test(s) that satisfies Category I criteria and has been accepted by the CPT® Editorial Panel will be designated by the addition of the symbol "^" to the existing PLA code and will remain in the PLA section of the code set. If a proprietary test has already been accepted for a Category I code and a code has not been published, subsequent application for a PLA code will take precedence. The code will only be placed in the PLA section. The accuracy of a PLA code is to be maintained by the original applicant, or the current owner of the test kit or laboratory performing the proprietary test. A new PLA code is required when: 1. Additional nucleic acid (DNA or RNA) and/or protein analysis(es) are added to the current PLA test, or 2. The name of the PLA test has changed in association with changes in test performance or test characteristics. The addition or modification of the therapeutic applications of the test require submission of a code change application, but it may not require a new code number. | 0001U-0599U | https://www.aapc.com/codes/cpt-codes/0211U | 2025-10-27T17:34:40.751902Z
0212U | Rare diseases (constitutional/heritable disorders), whole genome and mitochondrial DNA sequence analysis, including small sequence changes, deletions, duplications, short tandem repeat gene expansions, and variants in non-uniquely mappable regions, blood or saliva, identification and categorization of genetic variants, proband Notes: (Do not report 0212U in conjunction with 81425) | This is a Proprietary Laboratory Analyses (PLA) code, meaning that the code applies to only one unique lab test made by a specific manufacturer or performed by a specific lab. Report 0212U for Genomic Unity® Whole Genome Analysis – Proband from Variantyx Inc. Analysis of the whole genome and mitochondrial DNA provides data for evaluating rare, unexplained constitutional or genetic disorders in a proband patient (the first patient in a family to receive the genetic testing). Explanation Using a patient specimen, such as blood or saliva, the lab analyst performs a single platform test to analyze the whole genome sequence (WGS), constitutional genome–wide copy number variation (CNV), gene tandem repeat expansion, and mitochondrial whole genome sequence with deletion/duplication and heteroplasmy (cells with mitochondrial DNA mutations in some, but not all, mitochondria). Testing is for the proband, the first person in a family to get genetic counseling or testing for a possible genetic disorder. The procedure involves using specialized equipment such as a next generation sequencer, which is an automated instrument that determines the order of nucleotides in DNA. The gene sequencer reports the patient genome gene sequence as a string of letters, called a read. Proprietary algorithms analyze the data, which is interpreted by an analyst in relation to the patient’s physical characteristics. Although not limited to testing for a specific condition, clinicians may order this test to aid in the diagnosis of an unexplained set of patient symptoms that could be associated with a constitutional or genetic disorder or syndrome such as adult–onset movement disorder, early–onset intellectual disability disorder, and other disorders of short tandem repeat (STR) analysis. Terminology Cognitive: Referring to the brain's intellectual activity, such as thinking, remembering, or reasoning. Deoxyribonucleic acid (DNA): A form of nucleic acid that consists of a sequence of specific biological chemicals (nucleotides) which carry genetic information. Duplication/deletion: Increase/decrease in the normal copy number, which is two copies of a gene sequence. Genome: The entire genetic material of an organism, which means a person’s entire DNA sequence. Nucleotide: A compound or organic molecule that forms the basic structural unit of nucleic acids, such as deoxyribonucleic acid (DNA). Short tandem repeat (STR): Units of a few nucleotides that repeat hundreds of times on a DNA strand. Variant: Gene that differs from the usual nucleic acid sequence due to events such as nucleotide deletions or insertions or substitutions; may cause conditions such as genetic disorders or cancer. Tips Use this code only for the appropriate proprietary test; report one unit of this code for a single specimen analyzed on a single date of service. See 0213U for similar testing on a comparator genome. See 0214U for similar testing on a proband exome, rather than whole genome. See 0215U for similar testing on comparator exome, rather than whole genome. Some payers may pay separately for collecting the specimen using a code such as 36415. Additional Info “U” codes are included in the CPT® code set to identify specific proprietary laboratory analyses (PLA) tests. PLA codes take precedence over the usual 80000 series codes for laboratory/pathology. Use this code only for the above–described test; do not report this test using any other CPT® code. PLA code descriptors follow existing code conventions when possible, and lab techniques used include multianalyte assays with algorithmic analyses (MAAA) and genomic sequencing procedures (GSP), among others. Read Less | Range Specific Guideline Proprietary laboratory analyses (PLA) codes describe proprietary clinical laboratory analyses and can be either provided by a single ("sole-source") laboratory or licensed or marketed to multiple providing laboratories (eg, cleared or approved by the Food and Drug Administration [FDA]). This subsection includes advanced diagnostic laboratory tests (ADLTs) and clinical diagnostic laboratory tests (CDLTs), as defined under the Protecting Access to Medicare Act (PAMA) of 2014. These analyses may include a range of medical laboratory tests including, but not limited to, multianalyte assays with algorithmic analyses (MAAA) and genomic sequencing procedures (GSP). The descriptor nomenclature follows, where possible, existing code conventions (eg, MAAA, GSP). Unless specifically noted, even though the Proprietary Laboratory Analyses section of the code set is located at the end of the Pathology and Laboratory section of the code set, a PLA code does not fulfill Category I code criteria. PLA codes are not required to fulfill the Category I criteria. The standards for inclusion in the PLA section are: The test must be commercially available in the United States for use on human specimens and The clinical laboratory or manufacturer that offers the test must request the code. For similar laboratory analyses that fulfill Category I criteria, see codes listed in the numeric 80000 series. When a PLA code is available to report a given proprietary laboratory service, that PLA code takes precedence. The service should not be reported with any other CPT® code(s) and other CPT® code(s) should not be used to report services that may be reported with that specific PLA code. These codes encompass all analytical services required for the analysis (eg, cell lysis, nucleic acid stabilization, extraction, digestion, amplification, hybridization and detection). For molecular analyses, additional procedures that are required prior to cell lysis (eg, microdissection [codes 88380 and 88381]) may be reported separately. Codes in this subsection are released on a quarterly basis to expedite dissemination for reporting. PLA codes will be published electronically on the AMA CPT® website (ama-assn.org/cpt-pla-codes), distributed via CPT® data files on a quarterly basis, and, at a minimum, made available in print annually in the CPT® codebook. See the Introduction section of the CPT® code set for a complete list of the dates of release and implementation. All codes that are included in this section are also included in Appendix O, with the procedure's proprietary name. In order to report a PLA code, the analysis performed must fulfill the code descriptor and must be the test represented by the proprietary name listed in Appendix O. In some instances, the descriptor language of PLA codes may be identical and the code may only be differentiated by the listed proprietary name in Appendix O. When more than one PLA has an identical descriptor, the codes will be denoted by the symbol "â™“." All PLA tests will have assigned codes in the PLA section of the code set. Any PLA coded test(s) that satisfies Category I criteria and has been accepted by the CPT® Editorial Panel will be designated by the addition of the symbol "^" to the existing PLA code and will remain in the PLA section of the code set. If a proprietary test has already been accepted for a Category I code and a code has not been published, subsequent application for a PLA code will take precedence. The code will only be placed in the PLA section. The accuracy of a PLA code is to be maintained by the original applicant, or the current owner of the test kit or laboratory performing the proprietary test. A new PLA code is required when: 1. Additional nucleic acid (DNA or RNA) and/or protein analysis(es) are added to the current PLA test, or 2. The name of the PLA test has changed in association with changes in test performance or test characteristics. The addition or modification of the therapeutic applications of the test require submission of a code change application, but it may not require a new code number. | 0001U-0599U | https://www.aapc.com/codes/cpt-codes/0212U | 2025-10-27T17:34:57.842668Z
0213U | Rare diseases (constitutional/heritable disorders), whole genome and mitochondrial DNA sequence analysis, including small sequence changes, deletions, duplications, short tandem repeat gene expansions, and variants in non-uniquely mappable regions, blood or saliva, identification and categorization of genetic variants, each comparator genome (eg, parent, sibling) Notes: (Do not report 0213U in conjunction with 81426) | This is a Proprietary Laboratory Analyses (PLA) code, meaning that the code applies to only one unique lab test made by a specific manufacturer or performed by a specific lab. Report 0213U for Genomic Unity® Whole Genome Analysis – Comparator from Variantyx Inc. Analysis of the whole genome and mitochondrial DNA in a relative of a proband patient creates a reference genome gene sequence, which the lab analyst can compare to the proband patient’s genome to evaluate rare constitutional or genetic disorders. Explanation Using a patient specimen, such as blood or saliva, the lab analyst performs a single platform test to analyze the whole genome sequence (WGS), constitutional genome–wide copy number variation (CNV), gene tandem repeat expansion, and mitochondrial whole genome sequence with deletion/duplication and heteroplasmy (cells with mitochondrial DNA mutations in some, but not all, mitochondria). Testing is for an individual, such as a sibling or parent, related to the proband patient. The proband is the first person in a family to get genetic counseling or testing for a possible genetic disorder. The test allows comparison with the proband genome. The procedure involves using specialized equipment such as a next generation sequencer, which is an automated instrument that determines the order of nucleotides in DNA. The gene sequencer reports the patient genome gene sequence as a string of letters, called a read. Proprietary algorithms analyze the data, which is interpreted by an analyst. Although not limited to testing for a specific condition, clinicians may order this test for a patient’s relative to aid in the diagnosis of an unexplained set of patient symptoms that could be associated with a constitutional or genetic disorder or syndrome such as adult–onset movement disorder, early–onset intellectual disability disorder, and other disorders of short tandem repeat (STR) analysis. Terminology Cognitive: Referring to the brain's intellectual activity, such as thinking, remembering, or reasoning. Deoxyribonucleic acid (DNA): A form of nucleic acid that consists of a sequence of specific biological chemicals (nucleotides) which carry genetic information. Duplication/deletion: Increase/decrease in the normal copy number, which is two copies of a gene sequence. Genome: The entire genetic material of an organism, which means a person’s entire DNA sequence. Nucleotide: A compound or organic molecule that forms the basic structural unit of nucleic acids, such as deoxyribonucleic acid (DNA). Short tandem repeat (STR): Units of a few nucleotides that repeat hundreds of times on a DNA strand. Variant: Gene that differs from the usual nucleic acid sequence due to events such as nucleotide deletions or insertions or substitutions; may cause conditions such as genetic disorders or cancer. Tips Use this code only for the appropriate proprietary test; report one unit of this code for a single specimen analyzed on a single date of service. See 0212U for similar testing on the proband genome. See 0214U for similar testing on a proband exome, rather than whole genome. See 0215U for similar testing on comparator exome, rather than whole genome. Some payers may pay separately for collecting the specimen using a code such as 36415. Additional Info “U” codes are included in the CPT® code set to identify specific proprietary laboratory analyses (PLA) tests. PLA codes take precedence over the usual 80000 series codes for laboratory/pathology. Use this code only for the above–described test; do not report this test using any other CPT® code. PLA code descriptors follow existing code conventions when possible, and lab techniques used include multianalyte assays with algorithmic analyses (MAAA) and genomic sequencing procedures (GSP), among others. Read Less | Range Specific Guideline Proprietary laboratory analyses (PLA) codes describe proprietary clinical laboratory analyses and can be either provided by a single ("sole-source") laboratory or licensed or marketed to multiple providing laboratories (eg, cleared or approved by the Food and Drug Administration [FDA]). This subsection includes advanced diagnostic laboratory tests (ADLTs) and clinical diagnostic laboratory tests (CDLTs), as defined under the Protecting Access to Medicare Act (PAMA) of 2014. These analyses may include a range of medical laboratory tests including, but not limited to, multianalyte assays with algorithmic analyses (MAAA) and genomic sequencing procedures (GSP). The descriptor nomenclature follows, where possible, existing code conventions (eg, MAAA, GSP). Unless specifically noted, even though the Proprietary Laboratory Analyses section of the code set is located at the end of the Pathology and Laboratory section of the code set, a PLA code does not fulfill Category I code criteria. PLA codes are not required to fulfill the Category I criteria. The standards for inclusion in the PLA section are: The test must be commercially available in the United States for use on human specimens and The clinical laboratory or manufacturer that offers the test must request the code. For similar laboratory analyses that fulfill Category I criteria, see codes listed in the numeric 80000 series. When a PLA code is available to report a given proprietary laboratory service, that PLA code takes precedence. The service should not be reported with any other CPT® code(s) and other CPT® code(s) should not be used to report services that may be reported with that specific PLA code. These codes encompass all analytical services required for the analysis (eg, cell lysis, nucleic acid stabilization, extraction, digestion, amplification, hybridization and detection). For molecular analyses, additional procedures that are required prior to cell lysis (eg, microdissection [codes 88380 and 88381]) may be reported separately. Codes in this subsection are released on a quarterly basis to expedite dissemination for reporting. PLA codes will be published electronically on the AMA CPT® website (ama-assn.org/cpt-pla-codes), distributed via CPT® data files on a quarterly basis, and, at a minimum, made available in print annually in the CPT® codebook. See the Introduction section of the CPT® code set for a complete list of the dates of release and implementation. All codes that are included in this section are also included in Appendix O, with the procedure's proprietary name. In order to report a PLA code, the analysis performed must fulfill the code descriptor and must be the test represented by the proprietary name listed in Appendix O. In some instances, the descriptor language of PLA codes may be identical and the code may only be differentiated by the listed proprietary name in Appendix O. When more than one PLA has an identical descriptor, the codes will be denoted by the symbol "â™“." All PLA tests will have assigned codes in the PLA section of the code set. Any PLA coded test(s) that satisfies Category I criteria and has been accepted by the CPT® Editorial Panel will be designated by the addition of the symbol "^" to the existing PLA code and will remain in the PLA section of the code set. If a proprietary test has already been accepted for a Category I code and a code has not been published, subsequent application for a PLA code will take precedence. The code will only be placed in the PLA section. The accuracy of a PLA code is to be maintained by the original applicant, or the current owner of the test kit or laboratory performing the proprietary test. A new PLA code is required when: 1. Additional nucleic acid (DNA or RNA) and/or protein analysis(es) are added to the current PLA test, or 2. The name of the PLA test has changed in association with changes in test performance or test characteristics. The addition or modification of the therapeutic applications of the test require submission of a code change application, but it may not require a new code number. | 0001U-0599U | https://www.aapc.com/codes/cpt-codes/0213U | 2025-10-27T17:35:16.637114Z
0214U | Rare diseases (constitutional/heritable disorders), whole exome and mitochondrial DNA sequence analysis, including small sequence changes, deletions, duplications, short tandem repeat gene expansions, and variants in non-uniquely mappable regions, blood or saliva, identification and categorization of genetic variants, proband Notes: (Do not report 0214U in conjunction with 81415) | This is a Proprietary Laboratory Analyses (PLA) code, meaning that the code applies to only one unique lab test made by a specific manufacturer or performed by a specific lab. Report 0214U for Genomic Unity® Exome Plus Analysis – Proband from Variantyx Inc. Analysis of the exome and mitochondrial DNA provides data for evaluating rare, unexplained constitutional or genetic disorders in a proband patient (the first patient in a family to receive the genetic testing). Explanation Using a patient specimen, such as blood or saliva, the lab analyst performs a single platform test to analyze the whole exome and mitochondrial DNA sequence, constitutional genome–wide copy number variation (CNV), gene tandem repeat expansion (typically AFF2, AFF3, AR, ATN1, ATXN1, ATXN2, ATXN3, ATXN7, ATXN8OS, ATXN10, C9ORF72, CACNA1A, CNBP, CSTB, DIP2B, DMPK, FMR1, FXN, HTT, JPH3, NOP56, NOTCH2NLC, PHOX2B, PPP2R2B, TBP, TCF4), and mitochondrial whole genome sequence with deletion/duplication and heteroplasmy (presence of cells with some mitochondria with mitochondrial DNA mutations and some without). Testing is for the proband, the first person in a family to get genetic counseling or testing for a possible genetic disorder. Although the exome is a small subset of the genome, it accounts for most known mutations that impact human disease. The procedure involves using specialized equipment such as a next generation gene sequencer, which is an automated instrument that determines the order of nucleotides in DNA. This test examines only the genes that form exons, which are DNA sequences that transcribe into mature RNA in cells, which code for proteins. The gene sequencer reports the patient exome gene sequence as a string of letters, called a read. Proprietary algorithms analyze the data, which is interpreted by an analyst in relation to the patient’s physical characteristics. Although not limited to testing for a specific condition, clinicians may order this test to aid in the diagnosis of an unexplained set of patient symptoms that could be associated with a constitutional or genetic disorder or syndrome such as adult–onset movement disorder (with or without cognitive involvement), early–onset intellectual disability disorder and other disorders of short tandem repeat (STR) analysis. Terminology Cognitive: Referring to the brain’s intellectual activity, such as thinking, remembering, or reasoning. Deoxyribonucleic acid (DNA): A form of nucleic acid that consists of a sequence of specific biological chemicals (nucleotides) which carry genetic information. Duplication/deletion: Increase/decrease in the normal copy number, which is two copies of a gene sequence. Exome: Portion of the genome made up of exons, which are DNA sequences that transcribe to mature RNA, also known as mature messenger RNA (mRNA), which remains in cells and produces proteins through a process known as translation; the human exome constitutes about 1% to 2% of the human genome. Genome: The entire genetic material of an organism, which means a person’s entire DNA sequence. Nucleotide: A compound or organic molecule that forms the basic structural unit of nucleic acids, such as deoxyribonucleic acid (DNA). Short tandem repeat (STR): Units of a few nucleotides that repeat hundreds of times on a DNA strand. Variant: Gene that differs from the usual nucleic acid sequence due to events such as nucleotide deletions or insertions or substitutions; may cause conditions such as genetic disorders or cancer. Tips Use this code only for the appropriate proprietary test; report one unit of this code for a single specimen analyzed on a single date of service. See 0215U for similar testing of a comparator exome. See 0212U for similar testing of a proband whole genome instead of exome. See 0213U for similar testing of a comparator whole genome instead of exome. Some payers may pay separately for collecting the specimen using a code such as 36415. Additional Info “U” codes are included in the CPT® code set to identify specific proprietary laboratory analyses (PLA) tests. PLA codes take precedence over the usual 80000 series codes for laboratory/pathology. Use this code only for the above–described test; do not report this test using any other CPT® code. PLA code descriptors follow existing code conventions when possible, and lab techniques used include multianalyte assays with algorithmic analyses (MAAA) and genomic sequencing procedures (GSP), among others. Read Less | Range Specific Guideline Proprietary laboratory analyses (PLA) codes describe proprietary clinical laboratory analyses and can be either provided by a single ("sole-source") laboratory or licensed or marketed to multiple providing laboratories (eg, cleared or approved by the Food and Drug Administration [FDA]). This subsection includes advanced diagnostic laboratory tests (ADLTs) and clinical diagnostic laboratory tests (CDLTs), as defined under the Protecting Access to Medicare Act (PAMA) of 2014. These analyses may include a range of medical laboratory tests including, but not limited to, multianalyte assays with algorithmic analyses (MAAA) and genomic sequencing procedures (GSP). The descriptor nomenclature follows, where possible, existing code conventions (eg, MAAA, GSP). Unless specifically noted, even though the Proprietary Laboratory Analyses section of the code set is located at the end of the Pathology and Laboratory section of the code set, a PLA code does not fulfill Category I code criteria. PLA codes are not required to fulfill the Category I criteria. The standards for inclusion in the PLA section are: The test must be commercially available in the United States for use on human specimens and The clinical laboratory or manufacturer that offers the test must request the code. For similar laboratory analyses that fulfill Category I criteria, see codes listed in the numeric 80000 series. When a PLA code is available to report a given proprietary laboratory service, that PLA code takes precedence. The service should not be reported with any other CPT® code(s) and other CPT® code(s) should not be used to report services that may be reported with that specific PLA code. These codes encompass all analytical services required for the analysis (eg, cell lysis, nucleic acid stabilization, extraction, digestion, amplification, hybridization and detection). For molecular analyses, additional procedures that are required prior to cell lysis (eg, microdissection [codes 88380 and 88381]) may be reported separately. Codes in this subsection are released on a quarterly basis to expedite dissemination for reporting. PLA codes will be published electronically on the AMA CPT® website (ama-assn.org/cpt-pla-codes), distributed via CPT® data files on a quarterly basis, and, at a minimum, made available in print annually in the CPT® codebook. See the Introduction section of the CPT® code set for a complete list of the dates of release and implementation. All codes that are included in this section are also included in Appendix O, with the procedure's proprietary name. In order to report a PLA code, the analysis performed must fulfill the code descriptor and must be the test represented by the proprietary name listed in Appendix O. In some instances, the descriptor language of PLA codes may be identical and the code may only be differentiated by the listed proprietary name in Appendix O. When more than one PLA has an identical descriptor, the codes will be denoted by the symbol "â™“." All PLA tests will have assigned codes in the PLA section of the code set. Any PLA coded test(s) that satisfies Category I criteria and has been accepted by the CPT® Editorial Panel will be designated by the addition of the symbol "^" to the existing PLA code and will remain in the PLA section of the code set. If a proprietary test has already been accepted for a Category I code and a code has not been published, subsequent application for a PLA code will take precedence. The code will only be placed in the PLA section. The accuracy of a PLA code is to be maintained by the original applicant, or the current owner of the test kit or laboratory performing the proprietary test. A new PLA code is required when: 1. Additional nucleic acid (DNA or RNA) and/or protein analysis(es) are added to the current PLA test, or 2. The name of the PLA test has changed in association with changes in test performance or test characteristics. The addition or modification of the therapeutic applications of the test require submission of a code change application, but it may not require a new code number. | 0001U-0599U | https://www.aapc.com/codes/cpt-codes/0214U | 2025-10-27T17:35:34.656796Z
0215U | Rare diseases (constitutional/heritable disorders), whole exome and mitochondrial DNA sequence analysis, including small sequence changes, deletions, duplications, short tandem repeat gene expansions, and variants in non-uniquely mappable regions, blood or saliva, identification and categorization of genetic variants, each comparator exome (eg, parent, sibling) Notes: (Do not report 0215U in conjunction with 81416) | This is a Proprietary Laboratory Analyses (PLA) code, meaning that the code applies to only one unique lab test made by a specific manufacturer or performed by a specific lab. Report 0215U for the Genomic Unity® Exome Plus Analysis – Comparator from Variantyx Inc. Analysis of the exome and mitochondrial DNA in a relative of a proband patient creates a reference exome, which the lab analyst can compare to the proband patient’s exome to evaluate rare constitutional or genetic disorders. Explanation Using a patient specimen, such as blood or saliva, the lab analyst performs a single platform test to analyze the exome and mitochondrial DNA sequence, constitutional genome–wide copy number variation (CNV), gene tandem repeat, and mitochondrial whole genome sequence with deletion/duplication and heteroplasmy (cells with mitochondrial DNA mutations in some, but not all, mitochondria). Testing is for an individual, such as a sibling or parent, related to the proband patient. The proband is the first person in a family to get genetic counseling or testing for a possible genetic disorder. The test allows comparison with the proband exome. Although the exome is a small subset of the genome, it accounts for most known mutations that impact human disease. The procedure involves using specialized equipment such as a next generation gene sequencer, which is an automated instrument that determines the order of nucleotides in DNA. This test examines only the genes that form exons, which are DNA sequences that transcribe into mature RNA in cells, which code for proteins. The gene sequencer reports the patient exome gene sequence as a string of letters, called a read. Proprietary algorithms analyze the data, which is interpreted by an analyst in relation to the patient’s physical characteristics. Although not limited to testing for a specific condition, clinicians may order this test for a patient’s relative to aid in the diagnosis of an unexplained set of patient symptoms that could be associated with a constitutional or genetic disorder or syndrome such as adult–onset movement disorder (with or without cognitive involvement), early–onset intellectual disability disorder, and other disorders of short tandem repeat (STR) analysis. Terminology Cognitive: Referring to the brain's intellectual activity, such as thinking, remembering, or reasoning. Deoxyribonucleic acid (DNA): A form of nucleic acid that consists of a sequence of specific biological chemicals (nucleotides) which carry genetic information. Duplication/deletion: Increase/decrease in the normal copy number, which is two copies of a gene sequence. Exome: Portion of the genome made up of exons, which are DNA sequences that transcribe to mature RNA, also known as mature messenger RNA (mRNA), which remains in cells and produces proteins through a process known as translation; the human exome constitutes about 1% to 2% of the human genome. Genome: The entire genetic material of an organism, which means a person’s entire DNA sequence. Nucleotide: A compound or organic molecule that forms the basic structural unit of nucleic acids, such as deoxyribonucleic acid (DNA). Short tandem repeat (STR): Units of a few nucleotides that repeat hundreds of times on a DNA strand. Variant: Gene that differs from the usual nucleic acid sequence due to events such as nucleotide deletions or insertions or substitutions; may cause conditions such as genetic disorders or cancer. Tips Use this code only for the appropriate proprietary test; report one unit of this code for a single specimen analyzed on a single date of service. See 0214U for similar testing of the proband. See 0212U for similar testing of a proband whole genome instead of exome. See 0213U for similar testing of a comparator whole genome instead of exome. Some payers may pay separately for collecting the specimen using a code such as 36415. Additional Info “U” codes are included in the CPT® code set to identify specific proprietary laboratory analyses (PLA) tests. PLA codes take precedence over the usual 80000 series codes for laboratory/pathology. Use this code only for the above–described test; do not report this test using any other CPT® code. PLA code descriptors follow existing code conventions when possible, and lab techniques used include multianalyte assays with algorithmic analyses (MAAA) and genomic sequencing procedures (GSP), among others. Read Less | Range Specific Guideline Proprietary laboratory analyses (PLA) codes describe proprietary clinical laboratory analyses and can be either provided by a single ("sole-source") laboratory or licensed or marketed to multiple providing laboratories (eg, cleared or approved by the Food and Drug Administration [FDA]). This subsection includes advanced diagnostic laboratory tests (ADLTs) and clinical diagnostic laboratory tests (CDLTs), as defined under the Protecting Access to Medicare Act (PAMA) of 2014. These analyses may include a range of medical laboratory tests including, but not limited to, multianalyte assays with algorithmic analyses (MAAA) and genomic sequencing procedures (GSP). The descriptor nomenclature follows, where possible, existing code conventions (eg, MAAA, GSP). Unless specifically noted, even though the Proprietary Laboratory Analyses section of the code set is located at the end of the Pathology and Laboratory section of the code set, a PLA code does not fulfill Category I code criteria. PLA codes are not required to fulfill the Category I criteria. The standards for inclusion in the PLA section are: The test must be commercially available in the United States for use on human specimens and The clinical laboratory or manufacturer that offers the test must request the code. For similar laboratory analyses that fulfill Category I criteria, see codes listed in the numeric 80000 series. When a PLA code is available to report a given proprietary laboratory service, that PLA code takes precedence. The service should not be reported with any other CPT® code(s) and other CPT® code(s) should not be used to report services that may be reported with that specific PLA code. These codes encompass all analytical services required for the analysis (eg, cell lysis, nucleic acid stabilization, extraction, digestion, amplification, hybridization and detection). For molecular analyses, additional procedures that are required prior to cell lysis (eg, microdissection [codes 88380 and 88381]) may be reported separately. Codes in this subsection are released on a quarterly basis to expedite dissemination for reporting. PLA codes will be published electronically on the AMA CPT® website (ama-assn.org/cpt-pla-codes), distributed via CPT® data files on a quarterly basis, and, at a minimum, made available in print annually in the CPT® codebook. See the Introduction section of the CPT® code set for a complete list of the dates of release and implementation. All codes that are included in this section are also included in Appendix O, with the procedure's proprietary name. In order to report a PLA code, the analysis performed must fulfill the code descriptor and must be the test represented by the proprietary name listed in Appendix O. In some instances, the descriptor language of PLA codes may be identical and the code may only be differentiated by the listed proprietary name in Appendix O. When more than one PLA has an identical descriptor, the codes will be denoted by the symbol "â™“." All PLA tests will have assigned codes in the PLA section of the code set. Any PLA coded test(s) that satisfies Category I criteria and has been accepted by the CPT® Editorial Panel will be designated by the addition of the symbol "^" to the existing PLA code and will remain in the PLA section of the code set. If a proprietary test has already been accepted for a Category I code and a code has not been published, subsequent application for a PLA code will take precedence. The code will only be placed in the PLA section. The accuracy of a PLA code is to be maintained by the original applicant, or the current owner of the test kit or laboratory performing the proprietary test. A new PLA code is required when: 1. Additional nucleic acid (DNA or RNA) and/or protein analysis(es) are added to the current PLA test, or 2. The name of the PLA test has changed in association with changes in test performance or test characteristics. The addition or modification of the therapeutic applications of the test require submission of a code change application, but it may not require a new code number. | 0001U-0599U | https://www.aapc.com/codes/cpt-codes/0215U | 2025-10-27T17:35:52.468841Z
0216U | Neurology (inherited ataxias), genomic DNA sequence analysis of 12 common genes including small sequence changes, deletions, duplications, short tandem repeat gene expansions, and variants in non-uniquely mappable regions, blood or saliva, identification and categorization of genetic variants | This is a Proprietary Laboratory Analyses (PLA) code, meaning that the code applies to only one unique lab test made by a specific manufacturer or performed by a specific lab. Report 0216U for Genomic Unity® Ataxia Repeat Expansion and Sequence Analysis from Variantyx Inc. Analysis helps in the diagnosis of ataxia caused by tandem repeat expansion of 12 different loci. Explanation Using a patient specimen, such as blood or saliva, the lab analyst performs whole genome sequencing with multi–gene short tandem repeat expansion analysis of 12 common genes, a 12–gene sequencing panel, and a 12–gene deletion/duplication panel. The procedure involves using specialized equipment such as a next generation sequencer, which is an automated instrument that determines the order of nucleotides in DNA. The gene sequencer reports the patient genome sequence as a string of letters, called a read. Proprietary algorithms analyze the data, which is interpreted by an analyst in relation to the patient’s physical characteristics. Clinicians may order this test when a patient has symptoms of ataxia, which involves involuntary jerky movements, that is likely genetic. Terminology Ataxia: Neurologic condition characterized by lack of voluntary coordination and muscle movement, with unsteady, jerky motion. Deoxyribonucleic acid (DNA): A form of nucleic acid that consists of a sequence of specific biological chemicals (nucleotides) which carry genetic information. Duplication/deletion: Increase/decrease in the normal copy number, which is two copies of a gene sequence. Genome: The entire genetic material of an organism, which means a person’s entire DNA sequence. Short tandem repeat (STR): Units of a few nucleotides that repeat hundreds of times on a DNA strand. Variant: Gene that differs from the usual nucleic acid sequence due to events such as nucleotide deletions or insertions or substitutions; may cause conditions such as genetic disorders or cancer. Tips Use this code only for the appropriate proprietary test; report one unit of this code for a single specimen analyzed on a single date of service. See 0217U for similar testing of 51 genes. Some payers may pay separately for collecting the specimen using a code such as 36415. Additional Info “U” codes are included in the CPT® code set to identify specific proprietary laboratory analyses (PLA) tests. PLA codes take precedence over the usual 80000 series codes for laboratory/pathology. Use this code only for the above–described test; do not report this test using any other CPT® code. PLA code descriptors follow existing code conventions when possible, and lab techniques used include multianalyte assays with algorithmic analyses (MAAA) and genomic sequencing procedures (GSP), among others. Read Less | Range Specific Guideline Proprietary laboratory analyses (PLA) codes describe proprietary clinical laboratory analyses and can be either provided by a single ("sole-source") laboratory or licensed or marketed to multiple providing laboratories (eg, cleared or approved by the Food and Drug Administration [FDA]). This subsection includes advanced diagnostic laboratory tests (ADLTs) and clinical diagnostic laboratory tests (CDLTs), as defined under the Protecting Access to Medicare Act (PAMA) of 2014. These analyses may include a range of medical laboratory tests including, but not limited to, multianalyte assays with algorithmic analyses (MAAA) and genomic sequencing procedures (GSP). The descriptor nomenclature follows, where possible, existing code conventions (eg, MAAA, GSP). Unless specifically noted, even though the Proprietary Laboratory Analyses section of the code set is located at the end of the Pathology and Laboratory section of the code set, a PLA code does not fulfill Category I code criteria. PLA codes are not required to fulfill the Category I criteria. The standards for inclusion in the PLA section are: The test must be commercially available in the United States for use on human specimens and The clinical laboratory or manufacturer that offers the test must request the code. For similar laboratory analyses that fulfill Category I criteria, see codes listed in the numeric 80000 series. When a PLA code is available to report a given proprietary laboratory service, that PLA code takes precedence. The service should not be reported with any other CPT® code(s) and other CPT® code(s) should not be used to report services that may be reported with that specific PLA code. These codes encompass all analytical services required for the analysis (eg, cell lysis, nucleic acid stabilization, extraction, digestion, amplification, hybridization and detection). For molecular analyses, additional procedures that are required prior to cell lysis (eg, microdissection [codes 88380 and 88381]) may be reported separately. Codes in this subsection are released on a quarterly basis to expedite dissemination for reporting. PLA codes will be published electronically on the AMA CPT® website (ama-assn.org/cpt-pla-codes), distributed via CPT® data files on a quarterly basis, and, at a minimum, made available in print annually in the CPT® codebook. See the Introduction section of the CPT® code set for a complete list of the dates of release and implementation. All codes that are included in this section are also included in Appendix O, with the procedure's proprietary name. In order to report a PLA code, the analysis performed must fulfill the code descriptor and must be the test represented by the proprietary name listed in Appendix O. In some instances, the descriptor language of PLA codes may be identical and the code may only be differentiated by the listed proprietary name in Appendix O. When more than one PLA has an identical descriptor, the codes will be denoted by the symbol "â™“." All PLA tests will have assigned codes in the PLA section of the code set. Any PLA coded test(s) that satisfies Category I criteria and has been accepted by the CPT® Editorial Panel will be designated by the addition of the symbol "^" to the existing PLA code and will remain in the PLA section of the code set. If a proprietary test has already been accepted for a Category I code and a code has not been published, subsequent application for a PLA code will take precedence. The code will only be placed in the PLA section. The accuracy of a PLA code is to be maintained by the original applicant, or the current owner of the test kit or laboratory performing the proprietary test. A new PLA code is required when: 1. Additional nucleic acid (DNA or RNA) and/or protein analysis(es) are added to the current PLA test, or 2. The name of the PLA test has changed in association with changes in test performance or test characteristics. The addition or modification of the therapeutic applications of the test require submission of a code change application, but it may not require a new code number. | 0001U-0599U | https://www.aapc.com/codes/cpt-codes/0216U | 2025-10-27T17:36:10.040787Z
0217U | Neurology (inherited ataxias), genomic DNA sequence analysis of 51 genes including small sequence changes, deletions, duplications, short tandem repeat gene expansions, and variants in non-uniquely mappable regions, blood or saliva, identification and categorization of genetic variants | This is a Proprietary Laboratory Analyses (PLA) code, meaning that the code applies to only one unique lab test made by a specific manufacturer or performed by a specific lab. Report 0217U for Genomic Unity® Comprehensive Ataxia Repeat Expansion and Sequence from Variantyx Inc. Analysis helps in the diagnosis of ataxia. Explanation Using a patient specimen, such as blood or saliva, the lab analyst performs DNA sequencing of 51 genes and analysis of deletions, duplications, and short tandem repeat expansions associated with ataxia, which is a neurological condition characterized by uncontrolled jerky movements. The procedure involves using specialized equipment such as a next generation gene sequencer, which is an automated instrument that determines the order of nucleotides in DNA. The gene sequencer reports the patient genome gene sequence as a string of letters, called a read. Proprietary algorithms analyze the data, which is interpreted by an analyst in relation to the patient’s physical characteristics. Clinicians may order this test when a patient has symptoms of ataxia and the clinician wants to test more than the repeat expansion loci. Terminology Ataxia: Neurologic condition characterized by lack of voluntary coordination and muscle movement, with unsteady, jerky motion. Deoxyribonucleic acid (DNA): A form of nucleic acid that consists of a sequence of specific biological chemicals (nucleotides) which carry genetic information. Duplication/deletion: Increase/decrease in the normal copy number, which is two copies of a gene sequence. Genome: The entire genetic material of an organism, which means a person’s entire DNA sequence. Short tandem repeat (STR): Units of a few nucleotides that repeat hundreds of times on a DNA strand. Variant: Gene that differs from the usual nucleic acid sequence due to events such as nucleotide deletions or insertions or substitutions; may cause conditions such as genetic disorders or cancer. Tips Use this code only for the appropriate proprietary test; report one unit of this code for a single specimen analyzed on a single date of service. See 0216U for a similar test for 12–genes, instead of 51. Some payers may pay separately for collecting the specimen using a code such as 36415. Additional Info “U” codes are included in the CPT® code set to identify specific proprietary laboratory analyses (PLA) tests. PLA codes take precedence over the usual 80000 series codes for laboratory/pathology. Use this code only for the above–described test; do not report this test using any other CPT® code. PLA code descriptors follow existing code conventions when possible, and lab techniques used include multianalyte assays with algorithmic analyses (MAAA) and genomic sequencing procedures (GSP), among others. Read Less | Range Specific Guideline Proprietary laboratory analyses (PLA) codes describe proprietary clinical laboratory analyses and can be either provided by a single ("sole-source") laboratory or licensed or marketed to multiple providing laboratories (eg, cleared or approved by the Food and Drug Administration [FDA]). This subsection includes advanced diagnostic laboratory tests (ADLTs) and clinical diagnostic laboratory tests (CDLTs), as defined under the Protecting Access to Medicare Act (PAMA) of 2014. These analyses may include a range of medical laboratory tests including, but not limited to, multianalyte assays with algorithmic analyses (MAAA) and genomic sequencing procedures (GSP). The descriptor nomenclature follows, where possible, existing code conventions (eg, MAAA, GSP). Unless specifically noted, even though the Proprietary Laboratory Analyses section of the code set is located at the end of the Pathology and Laboratory section of the code set, a PLA code does not fulfill Category I code criteria. PLA codes are not required to fulfill the Category I criteria. The standards for inclusion in the PLA section are: The test must be commercially available in the United States for use on human specimens and The clinical laboratory or manufacturer that offers the test must request the code. For similar laboratory analyses that fulfill Category I criteria, see codes listed in the numeric 80000 series. When a PLA code is available to report a given proprietary laboratory service, that PLA code takes precedence. The service should not be reported with any other CPT® code(s) and other CPT® code(s) should not be used to report services that may be reported with that specific PLA code. These codes encompass all analytical services required for the analysis (eg, cell lysis, nucleic acid stabilization, extraction, digestion, amplification, hybridization and detection). For molecular analyses, additional procedures that are required prior to cell lysis (eg, microdissection [codes 88380 and 88381]) may be reported separately. Codes in this subsection are released on a quarterly basis to expedite dissemination for reporting. PLA codes will be published electronically on the AMA CPT® website (ama-assn.org/cpt-pla-codes), distributed via CPT® data files on a quarterly basis, and, at a minimum, made available in print annually in the CPT® codebook. See the Introduction section of the CPT® code set for a complete list of the dates of release and implementation. All codes that are included in this section are also included in Appendix O, with the procedure's proprietary name. In order to report a PLA code, the analysis performed must fulfill the code descriptor and must be the test represented by the proprietary name listed in Appendix O. In some instances, the descriptor language of PLA codes may be identical and the code may only be differentiated by the listed proprietary name in Appendix O. When more than one PLA has an identical descriptor, the codes will be denoted by the symbol "â™“." All PLA tests will have assigned codes in the PLA section of the code set. Any PLA coded test(s) that satisfies Category I criteria and has been accepted by the CPT® Editorial Panel will be designated by the addition of the symbol "^" to the existing PLA code and will remain in the PLA section of the code set. If a proprietary test has already been accepted for a Category I code and a code has not been published, subsequent application for a PLA code will take precedence. The code will only be placed in the PLA section. The accuracy of a PLA code is to be maintained by the original applicant, or the current owner of the test kit or laboratory performing the proprietary test. A new PLA code is required when: 1. Additional nucleic acid (DNA or RNA) and/or protein analysis(es) are added to the current PLA test, or 2. The name of the PLA test has changed in association with changes in test performance or test characteristics. The addition or modification of the therapeutic applications of the test require submission of a code change application, but it may not require a new code number. | 0001U-0599U | https://www.aapc.com/codes/cpt-codes/0217U | 2025-10-27T17:36:28.192289Z
0218U | Neurology (muscular dystrophy), DMD gene sequence analysis, including small sequence changes, deletions, duplications, and variants in non-uniquely mappable regions, blood or saliva, identification and characterization of genetic variants | This is a Proprietary Laboratory Analyses (PLA) code, meaning that the code applies to only one unique lab test made by a specific manufacturer or performed by a specific lab. Report 0218U for the Genomic Unity® DMD Analysis from Variantyx Inc. Testing includes full gene sequence and duplication/deletion analysis for the DMD gene, which is associated with muscular dystrophy. Explanation Using a patient specimen, such as blood or saliva, the lab analyst performs a single platform test to sequence the DMD gene, including duplication/deletion analysis. The DMD gene provides instructions for making a protein called dystrophin. The procedure involves using specialized equipment such as a next generation sequencer, which is an automated instrument that determines the order of nucleotides in DNA. The gene sequencer reports the patient gene sequence as a string of letters, called a read. Proprietary algorithms analyze the data, which is interpreted by an analyst in relation to the patient’s physical characteristics. Although not limited to testing for a specific condition, clinicians may commonly order this test in patients with symptoms of Duchenne (DMD) or Becker muscular dystrophy (BMD). DMD is the most common and severe form of muscular dystrophy and is caused by variants in the DMD gene that lead to deficiency of the dystrophin protein. BMD is less severe and is caused by variants in the DMD gene that lead to production of dystrophin that is partially functional. Terminology Deoxyribonucleic acid (DNA): A form of nucleic acid that consists of a sequence of specific biological chemicals (nucleotides) which carry genetic information. Duplication/deletion: Increase/decrease in the normal copy number, which is two copies of a gene sequence. Genome: The entire genetic material of an organism, which means a person’s entire DNA sequence. Variant: Gene that differs from the usual nucleic acid sequence due to events such as nucleotide deletions or insertions or substitutions; may cause conditions such as genetic disorders or cancer. Tips Use this code only for the appropriate proprietary test; report one unit of this code for a single specimen analyzed on a single date of service. Some payers may pay separately for collecting the specimen using a code such as 36415. Additional Info “U” codes are included in the CPT® code set to identify specific proprietary laboratory analyses (PLA) tests. PLA codes take precedence over the usual 80000 series codes for laboratory/pathology. Use this code only for the above–described test; do not report this test using any other CPT® code. PLA code descriptors follow existing code conventions when possible, and lab techniques used include multianalyte assays with algorithmic analyses (MAAA) and genomic sequencing procedures (GSP), among others. Read Less | Range Specific Guideline Proprietary laboratory analyses (PLA) codes describe proprietary clinical laboratory analyses and can be either provided by a single ("sole-source") laboratory or licensed or marketed to multiple providing laboratories (eg, cleared or approved by the Food and Drug Administration [FDA]). This subsection includes advanced diagnostic laboratory tests (ADLTs) and clinical diagnostic laboratory tests (CDLTs), as defined under the Protecting Access to Medicare Act (PAMA) of 2014. These analyses may include a range of medical laboratory tests including, but not limited to, multianalyte assays with algorithmic analyses (MAAA) and genomic sequencing procedures (GSP). The descriptor nomenclature follows, where possible, existing code conventions (eg, MAAA, GSP). Unless specifically noted, even though the Proprietary Laboratory Analyses section of the code set is located at the end of the Pathology and Laboratory section of the code set, a PLA code does not fulfill Category I code criteria. PLA codes are not required to fulfill the Category I criteria. The standards for inclusion in the PLA section are: The test must be commercially available in the United States for use on human specimens and The clinical laboratory or manufacturer that offers the test must request the code. For similar laboratory analyses that fulfill Category I criteria, see codes listed in the numeric 80000 series. When a PLA code is available to report a given proprietary laboratory service, that PLA code takes precedence. The service should not be reported with any other CPT® code(s) and other CPT® code(s) should not be used to report services that may be reported with that specific PLA code. These codes encompass all analytical services required for the analysis (eg, cell lysis, nucleic acid stabilization, extraction, digestion, amplification, hybridization and detection). For molecular analyses, additional procedures that are required prior to cell lysis (eg, microdissection [codes 88380 and 88381]) may be reported separately. Codes in this subsection are released on a quarterly basis to expedite dissemination for reporting. PLA codes will be published electronically on the AMA CPT® website (ama-assn.org/cpt-pla-codes), distributed via CPT® data files on a quarterly basis, and, at a minimum, made available in print annually in the CPT® codebook. See the Introduction section of the CPT® code set for a complete list of the dates of release and implementation. All codes that are included in this section are also included in Appendix O, with the procedure's proprietary name. In order to report a PLA code, the analysis performed must fulfill the code descriptor and must be the test represented by the proprietary name listed in Appendix O. In some instances, the descriptor language of PLA codes may be identical and the code may only be differentiated by the listed proprietary name in Appendix O. When more than one PLA has an identical descriptor, the codes will be denoted by the symbol "â™“." All PLA tests will have assigned codes in the PLA section of the code set. Any PLA coded test(s) that satisfies Category I criteria and has been accepted by the CPT® Editorial Panel will be designated by the addition of the symbol "^" to the existing PLA code and will remain in the PLA section of the code set. If a proprietary test has already been accepted for a Category I code and a code has not been published, subsequent application for a PLA code will take precedence. The code will only be placed in the PLA section. The accuracy of a PLA code is to be maintained by the original applicant, or the current owner of the test kit or laboratory performing the proprietary test. A new PLA code is required when: 1. Additional nucleic acid (DNA or RNA) and/or protein analysis(es) are added to the current PLA test, or 2. The name of the PLA test has changed in association with changes in test performance or test characteristics. The addition or modification of the therapeutic applications of the test require submission of a code change application, but it may not require a new code number. | 0001U-0599U | https://www.aapc.com/codes/cpt-codes/0218U | 2025-10-27T17:36:45.874515Z
0219U | Infectious agent (human immunodeficiency virus), targeted viral next-generation sequence analysis (ie, protease [PR], reverse transcriptase [RT], integrase [INT]), algorithm reported as prediction of antiviral drug susceptibility | This is a Proprietary Laboratory Analyses (PLA) code, meaning that the code describes only one unique lab test made by a specific manufacturer or performed by a specific lab. Code 0219U describes Sentosa® SQ HIV–1 Genotyping Assay by Vela Diagnostics USA Inc. This next generation sequencing (NGS)–based test analyzes the patient specimen, typically plasma, to detect HIV–1 genomic mutations in the reverse transcriptase, integrase, and protease regions. Explanation The lab analyst performs all technical steps to analyze a specimen, typically plasma, from an HIV–1 positive patient. The analysis is for the genotype of that virus, specifically the reverse transcriptase, integrase [INT], and protease regions of the genotype. Typical sample preparation involves an instrument extracting HIV–1 nucleic acids from the plasma. The samples collect in tubes and load onto a worktable with reagents. The analyst uses an instrument to perform reverse transcription polymerase chain reaction (RT–PCR) to multiply the number of copies of the specific nucleic acid of the HIV–1 virus. The PCR products undergo a library preparation procedure, linking barcodes to the PCR products. The DNA library is templated to particles, which undergo sequencing on a sequencer. The testing results in reports, including a comparison of specimen sequences with reference sequences to identify genotypes and mutations and a list of drug–resistance mutations detected in the specimen, and resistance or susceptibility to drugs based on a drug resistance database. The reverse transcriptase, integrase [INT], and protease enzymes are the specific targets of most antiretroviral medications. If the genotype of the HIV–1 changes, specifically in the reverse transcriptase or protease regions, it can cause resistance to the drugs. Although not limited to testing for a specific condition, clinicians may order this analysis if an HIV–positive patient is not responding to the prescribed antiretroviral therapy. The clinician may also order this analysis to determine the exact agent to prescribe to the HIV–positive patient to elicit the most favorable response. HIV–1 resistance to antiretroviral drugs because of drug resistance mutations (DRMs) is a common cause of therapeutic failure. Detecting and reporting of DRMs assists with selecting Highly Active Antiretroviral Therapy (HAART) regimens and may help slow the development of antiviral drug resistance. Terminology Antiretroviral: A substance used against a retrovirus. Enzymes: Biological compounds that act as selective catalysts to increase the rate and specificity of certain biochemical reactions, such as breaking down a specific compound. Genotype: The genetic makeup of an organism. HIV 1: Human immunodeficiency virus 1, the causative agent of AIDS, or acquired immune deficiency syndrome. Retrovirus: A single–stranded RNA virus that contains an enzyme that reverses genetic transcription, from RNA to DNA rather than the DNA to RNA; HIV is a retrovirus. Tips Use this code only for the appropriate proprietary test; report one unit of this code for a single specimen analyzed on a single date of service. Some payers may pay separately for collecting the specimen using a code such as 36415. Additional Info “U” codes are included in the CPT® code set to identify specific proprietary laboratory analyses (PLA) tests. PLA codes take precedence over the usual 80000 series codes for laboratory/pathology. Use this code only for the above–described test; do not report this test using any other CPT® code. PLA code descriptors follow existing code conventions when possible, and lab techniques used include multianalyte assays with algorithmic analyses (MAAA) and genomic sequencing procedures (GSP), among others. Read Less | Range Specific Guideline Proprietary laboratory analyses (PLA) codes describe proprietary clinical laboratory analyses and can be either provided by a single ("sole-source") laboratory or licensed or marketed to multiple providing laboratories (eg, cleared or approved by the Food and Drug Administration [FDA]). This subsection includes advanced diagnostic laboratory tests (ADLTs) and clinical diagnostic laboratory tests (CDLTs), as defined under the Protecting Access to Medicare Act (PAMA) of 2014. These analyses may include a range of medical laboratory tests including, but not limited to, multianalyte assays with algorithmic analyses (MAAA) and genomic sequencing procedures (GSP). The descriptor nomenclature follows, where possible, existing code conventions (eg, MAAA, GSP). Unless specifically noted, even though the Proprietary Laboratory Analyses section of the code set is located at the end of the Pathology and Laboratory section of the code set, a PLA code does not fulfill Category I code criteria. PLA codes are not required to fulfill the Category I criteria. The standards for inclusion in the PLA section are: The test must be commercially available in the United States for use on human specimens and The clinical laboratory or manufacturer that offers the test must request the code. For similar laboratory analyses that fulfill Category I criteria, see codes listed in the numeric 80000 series. When a PLA code is available to report a given proprietary laboratory service, that PLA code takes precedence. The service should not be reported with any other CPT® code(s) and other CPT® code(s) should not be used to report services that may be reported with that specific PLA code. These codes encompass all analytical services required for the analysis (eg, cell lysis, nucleic acid stabilization, extraction, digestion, amplification, hybridization and detection). For molecular analyses, additional procedures that are required prior to cell lysis (eg, microdissection [codes 88380 and 88381]) may be reported separately. Codes in this subsection are released on a quarterly basis to expedite dissemination for reporting. PLA codes will be published electronically on the AMA CPT® website (ama-assn.org/cpt-pla-codes), distributed via CPT® data files on a quarterly basis, and, at a minimum, made available in print annually in the CPT® codebook. See the Introduction section of the CPT® code set for a complete list of the dates of release and implementation. All codes that are included in this section are also included in Appendix O, with the procedure's proprietary name. In order to report a PLA code, the analysis performed must fulfill the code descriptor and must be the test represented by the proprietary name listed in Appendix O. In some instances, the descriptor language of PLA codes may be identical and the code may only be differentiated by the listed proprietary name in Appendix O. When more than one PLA has an identical descriptor, the codes will be denoted by the symbol "â™“." All PLA tests will have assigned codes in the PLA section of the code set. Any PLA coded test(s) that satisfies Category I criteria and has been accepted by the CPT® Editorial Panel will be designated by the addition of the symbol "^" to the existing PLA code and will remain in the PLA section of the code set. If a proprietary test has already been accepted for a Category I code and a code has not been published, subsequent application for a PLA code will take precedence. The code will only be placed in the PLA section. The accuracy of a PLA code is to be maintained by the original applicant, or the current owner of the test kit or laboratory performing the proprietary test. A new PLA code is required when: 1. Additional nucleic acid (DNA or RNA) and/or protein analysis(es) are added to the current PLA test, or 2. The name of the PLA test has changed in association with changes in test performance or test characteristics. The addition or modification of the therapeutic applications of the test require submission of a code change application, but it may not require a new code number. | 0001U-0599U | https://www.aapc.com/codes/cpt-codes/0219U | 2025-10-27T17:37:03.737600Z
0220U | Oncology (breast cancer), image analysis with artificial intelligence assessment of 12 histologic and immunohistochemical features, reported as a recurrence score | This is a Proprietary Laboratory Analyses (PLA) code, meaning that the code applies to only one unique lab test made by a specific manufacturer or performed by a specific lab. Report 0220U for the PreciseDxTM Breast Cancer Test. The test uses image analysis and artificial intelligence to evaluate 12 features in a breast tumor sample to determine a recurrence score. Explanation The lab analyst analyzes an image using artificial intelligence to characterize tissue samples from a breast cancer patient. The service assesses 12 histologic and immunohistochemical features. Histology refers to examining tissue under a microscope. Immunohistochemistry involves chemical analysis of cells and tissues, such as multispectral immunofluorescence. The results are reported as a recurrence score. Clinicians may order the test for patients with breast cancer to assist with predicting the course of the disease, specifically likelihood of recurrence. Tips Use this code only for the appropriate proprietary test; report one unit of this code for a single specimen analyzed on a single date of service. Additional Info “U” codes are included in the CPT® code set to identify specific proprietary laboratory analyses (PLA) tests. PLA codes take precedence over the usual 80000 series codes for laboratory/pathology. Use this code only for the above–described test; do not report this test using any other CPT® code. PLA code descriptors follow existing code conventions when possible, and lab techniques used include multianalyte assays with algorithmic analyses (MAAA) and genomic sequencing procedures (GSP), among others. Read Less | Range Specific Guideline Proprietary laboratory analyses (PLA) codes describe proprietary clinical laboratory analyses and can be either provided by a single ("sole-source") laboratory or licensed or marketed to multiple providing laboratories (eg, cleared or approved by the Food and Drug Administration [FDA]). This subsection includes advanced diagnostic laboratory tests (ADLTs) and clinical diagnostic laboratory tests (CDLTs), as defined under the Protecting Access to Medicare Act (PAMA) of 2014. These analyses may include a range of medical laboratory tests including, but not limited to, multianalyte assays with algorithmic analyses (MAAA) and genomic sequencing procedures (GSP). The descriptor nomenclature follows, where possible, existing code conventions (eg, MAAA, GSP). Unless specifically noted, even though the Proprietary Laboratory Analyses section of the code set is located at the end of the Pathology and Laboratory section of the code set, a PLA code does not fulfill Category I code criteria. PLA codes are not required to fulfill the Category I criteria. The standards for inclusion in the PLA section are: The test must be commercially available in the United States for use on human specimens and The clinical laboratory or manufacturer that offers the test must request the code. For similar laboratory analyses that fulfill Category I criteria, see codes listed in the numeric 80000 series. When a PLA code is available to report a given proprietary laboratory service, that PLA code takes precedence. The service should not be reported with any other CPT® code(s) and other CPT® code(s) should not be used to report services that may be reported with that specific PLA code. These codes encompass all analytical services required for the analysis (eg, cell lysis, nucleic acid stabilization, extraction, digestion, amplification, hybridization and detection). For molecular analyses, additional procedures that are required prior to cell lysis (eg, microdissection [codes 88380 and 88381]) may be reported separately. Codes in this subsection are released on a quarterly basis to expedite dissemination for reporting. PLA codes will be published electronically on the AMA CPT® website (ama-assn.org/cpt-pla-codes), distributed via CPT® data files on a quarterly basis, and, at a minimum, made available in print annually in the CPT® codebook. See the Introduction section of the CPT® code set for a complete list of the dates of release and implementation. All codes that are included in this section are also included in Appendix O, with the procedure's proprietary name. In order to report a PLA code, the analysis performed must fulfill the code descriptor and must be the test represented by the proprietary name listed in Appendix O. In some instances, the descriptor language of PLA codes may be identical and the code may only be differentiated by the listed proprietary name in Appendix O. When more than one PLA has an identical descriptor, the codes will be denoted by the symbol "â™“." All PLA tests will have assigned codes in the PLA section of the code set. Any PLA coded test(s) that satisfies Category I criteria and has been accepted by the CPT® Editorial Panel will be designated by the addition of the symbol "^" to the existing PLA code and will remain in the PLA section of the code set. If a proprietary test has already been accepted for a Category I code and a code has not been published, subsequent application for a PLA code will take precedence. The code will only be placed in the PLA section. The accuracy of a PLA code is to be maintained by the original applicant, or the current owner of the test kit or laboratory performing the proprietary test. A new PLA code is required when: 1. Additional nucleic acid (DNA or RNA) and/or protein analysis(es) are added to the current PLA test, or 2. The name of the PLA test has changed in association with changes in test performance or test characteristics. The addition or modification of the therapeutic applications of the test require submission of a code change application, but it may not require a new code number. | 0001U-0599U | https://www.aapc.com/codes/cpt-codes/0220U | 2025-10-27T17:37:21.833049Z
0221U | Red cell antigen (ABO blood group) genotyping (ABO), gene analysis, next-generation sequencing, ABO (ABO, alpha 1-3-N-acetylgalactosaminyltransferase and alpha 1-3-galactosyltransferase) gene | This is a Proprietary Laboratory Analyses (PLA) code, meaning that the code applies to only one unique lab test made by a specific manufacturer or performed by a specific lab. Report 0221U for the Navigator ABO Blood Group NGS test from Grifols Immunohematology Center using a specimen such as blood. Analysis of the specific gene sequences listed in the code indicates ABO blood group antigens, which may help clinicians minimize adverse blood–type incompatibility reactions in blood transfusions, organ transplants, or in pregnancy and newborns. Explanation The lab analyst performs gene analysis using a patient specimen such as blood or saliva to analyze differences in the ABO (ABO, alpha 1–3–N–acetylgalactosaminyltransferase and alpha 1–3–galactosyltransferase) gene. Variation in the ABO gene determines the individual’s ABO blood group by determining the presence or absence of specific red blood cell (RBC) antigens. The test uses next generation sequencing (NGS) to identify genetic markers for specific red blood cell antigens in the ABO blood group. NGS uses an automated instrument that can simultaneously determine the order of DNA nucleotides in many genes. The instrument identifies each sequence as a string of letters, called a read, and compares the sequences to a library of normal and variant gene sequences associated with certain conditions. Although not limited to testing for a specific condition, clinicians may order this test on specimens from blood or tissue donors and recipients to improve transfusion or transplant compatibility, or on specimens from maternal blood to minimize newborn adverse blood reactions or maternal antibody formation. ABO is the most common blood group system producing familiar blood types A, B, AB, and O. Blood group genotyping provides some advantages over traditional serology typing methods, which may be compromised by antibody interference, or weak antibody reactivity or antigen expression. Terminology Amplification: Making more copies of a desired gene for study by processes such as polymerase chain reaction (PCR) or transcription of DNA to RNA and reverse transcription from RNA to make an additional copy of the DNA. Antigen: A foreign substance that the body reacts to with an immune response, such as producing a specific antibody; lab tests may utilize reactions between antibodies and antigens to identify a substance in a patient specimen. Blood group: A set of human red blood cell antigens that can determine compatibility in transfusion; the best known groups are the ABO system and the Rh system. Exon: Nucleic acid sequence that includes at least part of the code for a specific product, such as a protein. Gene: Specific nucleic acid sequence associated with a unique function in the body such as production of a specific protein. Red blood cells (RBCs): One of three primary cell types in blood that primarily carries oxygen through the body on the hemoglobin molecule; the red–colored protein in the red blood cell that carries oxygen to the tissue and returns carbon dioxide to the lungs; RBCs have surface antigens that can form antibodies, typically through exposure via pregnancy or blood transfusion; at a future time, these antibodies can cause hemolytic anemia, killing fetal RBCs during pregnancy, or transfused RBCs during a blood transfusion, or possibly the patient's own RBCs due to an autoimmune response; also known as erythrocytes. Tips Use this code only for the appropriate proprietary test; report one unit of this code for a single specimen analyzed on a single date of service. Distinguish this code from 0180U, which also performs red cell antigen (ABO blood group) genotyping using Sanger sequencing, which is a method other than NGS. Some payers may pay separately for collecting the specimen using a code such as 36415. Grifols Immunohematology Center provides multiple PLA codes (including 0180U–0201U and 0221U–0222U), each for genotype analysis for different blood group antigens — ensure that you are using the correct code. Additional Info “U” codes are included in the CPT® code set to identify specific proprietary laboratory analyses (PLA) tests. PLA codes take precedence over the usual 80000 series codes for laboratory/pathology. Use this code only for the above–described test; do not report this test using any other CPT® code. PLA code descriptors follow existing code conventions when possible, and lab techniques used include multianalyte assays with algorithmic analyses (MAAA) and genomic sequencing procedures (GSP), among others. Read Less | Range Specific Guideline Proprietary laboratory analyses (PLA) codes describe proprietary clinical laboratory analyses and can be either provided by a single ("sole-source") laboratory or licensed or marketed to multiple providing laboratories (eg, cleared or approved by the Food and Drug Administration [FDA]). This subsection includes advanced diagnostic laboratory tests (ADLTs) and clinical diagnostic laboratory tests (CDLTs), as defined under the Protecting Access to Medicare Act (PAMA) of 2014. These analyses may include a range of medical laboratory tests including, but not limited to, multianalyte assays with algorithmic analyses (MAAA) and genomic sequencing procedures (GSP). The descriptor nomenclature follows, where possible, existing code conventions (eg, MAAA, GSP). Unless specifically noted, even though the Proprietary Laboratory Analyses section of the code set is located at the end of the Pathology and Laboratory section of the code set, a PLA code does not fulfill Category I code criteria. PLA codes are not required to fulfill the Category I criteria. The standards for inclusion in the PLA section are: The test must be commercially available in the United States for use on human specimens and The clinical laboratory or manufacturer that offers the test must request the code. For similar laboratory analyses that fulfill Category I criteria, see codes listed in the numeric 80000 series. When a PLA code is available to report a given proprietary laboratory service, that PLA code takes precedence. The service should not be reported with any other CPT® code(s) and other CPT® code(s) should not be used to report services that may be reported with that specific PLA code. These codes encompass all analytical services required for the analysis (eg, cell lysis, nucleic acid stabilization, extraction, digestion, amplification, hybridization and detection). For molecular analyses, additional procedures that are required prior to cell lysis (eg, microdissection [codes 88380 and 88381]) may be reported separately. Codes in this subsection are released on a quarterly basis to expedite dissemination for reporting. PLA codes will be published electronically on the AMA CPT® website (ama-assn.org/cpt-pla-codes), distributed via CPT® data files on a quarterly basis, and, at a minimum, made available in print annually in the CPT® codebook. See the Introduction section of the CPT® code set for a complete list of the dates of release and implementation. All codes that are included in this section are also included in Appendix O, with the procedure's proprietary name. In order to report a PLA code, the analysis performed must fulfill the code descriptor and must be the test represented by the proprietary name listed in Appendix O. In some instances, the descriptor language of PLA codes may be identical and the code may only be differentiated by the listed proprietary name in Appendix O. When more than one PLA has an identical descriptor, the codes will be denoted by the symbol "â™“." All PLA tests will have assigned codes in the PLA section of the code set. Any PLA coded test(s) that satisfies Category I criteria and has been accepted by the CPT® Editorial Panel will be designated by the addition of the symbol "^" to the existing PLA code and will remain in the PLA section of the code set. If a proprietary test has already been accepted for a Category I code and a code has not been published, subsequent application for a PLA code will take precedence. The code will only be placed in the PLA section. The accuracy of a PLA code is to be maintained by the original applicant, or the current owner of the test kit or laboratory performing the proprietary test. A new PLA code is required when: 1. Additional nucleic acid (DNA or RNA) and/or protein analysis(es) are added to the current PLA test, or 2. The name of the PLA test has changed in association with changes in test performance or test characteristics. The addition or modification of the therapeutic applications of the test require submission of a code change application, but it may not require a new code number. | 0001U-0599U | https://www.aapc.com/codes/cpt-codes/0221U | 2025-10-27T17:37:39.462862Z
0222U | Red cell antigen (RH blood group) genotyping (RHD and RHCE), gene analysis, next-generation sequencing, RH proximal promoter, exons 1-10, portions of introns 2-3 | This is a Proprietary Laboratory Analyses (PLA) code, meaning that the code applies to only one unique lab test made by a specific manufacturer or performed by a specific lab. Report 0222U for the Navigator Rh Blood Group NGS test from Grifols Immunohematology Center using a specimen such as blood. Analysis of the specific gene sequences listed in the code indicates Rh blood group antigens, which may help clinicians minimize adverse blood–type incompatibility reactions in blood transfusions, organ transplants, or in pregnancy and newborns. Explanation The lab analyst performs next–generation sequencing (NGS) using a specimen such as blood or saliva to analyze RH proximal promoter, exons 1–10, and portions of introns 2–3 for RHD and RHCE genes. Variation in the RHD and RHCE genes determines the individual’s Rh blood group by determining the presence or absence of specific red blood cell (RBC) antigens. The test uses next generation sequencing (NGS) to identify genetic markers for specific red blood cell antigens in the Rh blood group. NGS uses an automated instrument that can simultaneously determine the order of DNA nucleotides in many genes. The instrument identifies each sequence as a string of letters, called a read, and compares the sequences to a library of normal and variant gene sequences associated with certain conditions. Although not limited to testing for a specific condition, clinicians may order this test on specimens from blood or tissue donors and recipients to improve transfusion or transplant compatibility, or on specimens from maternal blood to minimize newborn adverse blood reactions or maternal antibody formation. Rh antigens are the primary cause of hemolytic disease of the newborn (HDN), although clinicians can now prevent the condition by halting maternal antibody production against the antigen (s) present in fetal blood. Blood group genotyping provides some advantages over traditional serology typing methods, which may be compromised by antibody interference, or weak antibody reactivity or antigen expression. Terminology Amplification: Making more copies of a desired gene for study by processes such as polymerase chain reaction (PCR) or transcription of DNA to RNA and reverse transcription from RNA to make an additional copy of the DNA. Antigen: A foreign substance that the body reacts to with an immune response, such as producing a specific antibody; lab tests may utilize reactions between antibodies and antigens to identify a substance in a patient specimen. Blood group: A set of human red blood cell antigens that can determine compatibility in transfusion; the best known groups are the ABO system and the Rh system. Exon: Nucleic acid sequence that includes at least part of the code for a specific product, such as a protein. Gene: Specific nucleic acid sequence associated with a unique function in the body such as production of a specific protein. Red blood cells (RBCs): One of three primary cell types in blood that primarily carries oxygen through the body on the hemoglobin molecule; the red–colored protein in the red blood cell that carries oxygen to the tissue and returns carbon dioxide to the lungs; RBCs have surface antigens that can form antibodies, typically through exposure via pregnancy or blood transfusion; at a future time, these antibodies can cause hemolytic anemia, killing fetal RBCs during pregnancy, or transfused RBCs during a blood transfusion, or possibly the patient's own RBCs due to an autoimmune response; also known as erythrocytes. Tips Use this code only for the appropriate proprietary test; report one unit of this code for a single specimen analyzed on a single date of service. Distinguish this code from 0198U, which also performs red cell antigen (Rh blood group) genotyping using Sanger sequencing, which is a method other than NGS. Some payers may pay separately for collecting the specimen using a code such as 36415. Grifols Immunohematology Center provides multiple PLA codes (including 0180U–0201U and 0221U–0222U), each for genotype analysis for different blood group antigens — ensure that you are using the correct code. Additional Info “U” codes are included in the CPT® code set to identify specific proprietary laboratory analyses (PLA) tests. PLA codes take precedence over the usual 80000 series codes for laboratory/pathology. Use this code only for the above–described test; do not report this test using any other CPT® code. PLA code descriptors follow existing code conventions when possible, and lab techniques used include multianalyte assays with algorithmic analyses (MAAA) and genomic sequencing procedures (GSP), among others. Read Less | Range Specific Guideline Proprietary laboratory analyses (PLA) codes describe proprietary clinical laboratory analyses and can be either provided by a single ("sole-source") laboratory or licensed or marketed to multiple providing laboratories (eg, cleared or approved by the Food and Drug Administration [FDA]). This subsection includes advanced diagnostic laboratory tests (ADLTs) and clinical diagnostic laboratory tests (CDLTs), as defined under the Protecting Access to Medicare Act (PAMA) of 2014. These analyses may include a range of medical laboratory tests including, but not limited to, multianalyte assays with algorithmic analyses (MAAA) and genomic sequencing procedures (GSP). The descriptor nomenclature follows, where possible, existing code conventions (eg, MAAA, GSP). Unless specifically noted, even though the Proprietary Laboratory Analyses section of the code set is located at the end of the Pathology and Laboratory section of the code set, a PLA code does not fulfill Category I code criteria. PLA codes are not required to fulfill the Category I criteria. The standards for inclusion in the PLA section are: The test must be commercially available in the United States for use on human specimens and The clinical laboratory or manufacturer that offers the test must request the code. For similar laboratory analyses that fulfill Category I criteria, see codes listed in the numeric 80000 series. When a PLA code is available to report a given proprietary laboratory service, that PLA code takes precedence. The service should not be reported with any other CPT® code(s) and other CPT® code(s) should not be used to report services that may be reported with that specific PLA code. These codes encompass all analytical services required for the analysis (eg, cell lysis, nucleic acid stabilization, extraction, digestion, amplification, hybridization and detection). For molecular analyses, additional procedures that are required prior to cell lysis (eg, microdissection [codes 88380 and 88381]) may be reported separately. Codes in this subsection are released on a quarterly basis to expedite dissemination for reporting. PLA codes will be published electronically on the AMA CPT® website (ama-assn.org/cpt-pla-codes), distributed via CPT® data files on a quarterly basis, and, at a minimum, made available in print annually in the CPT® codebook. See the Introduction section of the CPT® code set for a complete list of the dates of release and implementation. All codes that are included in this section are also included in Appendix O, with the procedure's proprietary name. In order to report a PLA code, the analysis performed must fulfill the code descriptor and must be the test represented by the proprietary name listed in Appendix O. In some instances, the descriptor language of PLA codes may be identical and the code may only be differentiated by the listed proprietary name in Appendix O. When more than one PLA has an identical descriptor, the codes will be denoted by the symbol "â™“." All PLA tests will have assigned codes in the PLA section of the code set. Any PLA coded test(s) that satisfies Category I criteria and has been accepted by the CPT® Editorial Panel will be designated by the addition of the symbol "^" to the existing PLA code and will remain in the PLA section of the code set. If a proprietary test has already been accepted for a Category I code and a code has not been published, subsequent application for a PLA code will take precedence. The code will only be placed in the PLA section. The accuracy of a PLA code is to be maintained by the original applicant, or the current owner of the test kit or laboratory performing the proprietary test. A new PLA code is required when: 1. Additional nucleic acid (DNA or RNA) and/or protein analysis(es) are added to the current PLA test, or 2. The name of the PLA test has changed in association with changes in test performance or test characteristics. The addition or modification of the therapeutic applications of the test require submission of a code change application, but it may not require a new code number. | 0001U-0599U | https://www.aapc.com/codes/cpt-codes/0222U | 2025-10-27T17:37:56.996698Z
0223U | Infectious disease (bacterial or viral respiratory tract infection), pathogen-specific nucleic acid (DNA or RNA), 22 targets including severe acute respiratory syndrome coronavirus 2 (SARS-CoV-2), qualitative RT-PCR, nasopharyngeal swab, each pathogen reported as detected or not detected Notes: (For additional PLA code with identical clinical descriptor, see 0202U. See Appendix O or the most current listing on the AMA CPT website to determine appropriate code assignment) | This is a Proprietary Laboratory Analyses (PLA) code, meaning that the code applies to only one unique lab test made by a specific manufacturer or performed by a specific lab. Report 0223U for the QIAstat–Dx® Respiratory SARS CoV–2 Panel from QIAGEN Sciences, which is an automated PCR test on a nasopharyngeal specimen for the most common viral and bacterial respiratory pathogens, including SARS–CoV–2. Explanation QIAstat–Dx® Respiratory SARS CoV–2 Panel is an automated laboratory panel that generates a result of “detected” or “not detected” for 22 respiratory pathogens in a single report, including SARS–CoV–2. The lab analyst receives the nasopharyngeal swab specimen in transport media, and processes the sample using a QIAstat–Dx® Respiratory SARS CoV–2 Panel, which is an automated multiplex PCR analyzer that incorporates sample preparation, nucleic acid amplification, target detection, analysis, and reporting in a single platform. Clinicians order this test for patients with respiratory infection symptoms to detect and differentiate nucleic acid of SARS–CoV–2, the organism that causes COVID–19, from multiple other common respiratory viral and bacterial pathogens. QIAstat–Dx® Respiratory SARS CoV–2 Panel test is authorized by the FDA under the Emergency Use Authorization (EUA) for use by authorized laboratories for the duration of the COVID–19 emergency declaration. Terminology Bacteria (sing. bacterium): Single–celled microorganisms visible only with a microscope, some of which cause infection. COVID–19: Coronavirus Disease 2019 (COVID–19) is a disease caused by a novel coronavirus, SARS–CoV–2, that resulted in declaration of a global pandemic beginning in March 2020. Pathogen: An organism, such as bacteria, virus, parasites, or fungi, that causes an infection. Polymerase chain reaction (PCR): A rapid technique for making more copies (amplifying) of a DNA or RNA sequence used in the laboratory. SARS–CoV–2: Severe acute respiratory syndrome coronavirus 2 (SARS–CoV–2) is the virus that causes COVID–19, and is a member of the coronavirus family that was responsible for past outbreaks such as severe acute respiratory syndrome (SARS) and Middle East respiratory syndrome (MERS). Virus: An infectious agent that can reproduce only inside other living cells, generally invisible even with a microscope. Tips Use this code only for the appropriate proprietary test; report one unit of this code for a single specimen analyzed on a single date of service. Some payers may pay separately for collecting the specimen using a code such as 36415. Additional Info “U” codes are included in the CPT® code set to identify specific proprietary laboratory analyses (PLA) tests. PLA codes take precedence over the usual 80000 series codes for laboratory/pathology. Use this code only for the above–described test; do not report this test using any other CPT® code. PLA code descriptors follow existing code conventions when possible, and lab techniques used include multianalyte assays with algorithmic analyses (MAAA) and genomic sequencing procedures (GSP), among others. Read Less | Range Specific Guideline Proprietary laboratory analyses (PLA) codes describe proprietary clinical laboratory analyses and can be either provided by a single ("sole-source") laboratory or licensed or marketed to multiple providing laboratories (eg, cleared or approved by the Food and Drug Administration [FDA]). This subsection includes advanced diagnostic laboratory tests (ADLTs) and clinical diagnostic laboratory tests (CDLTs), as defined under the Protecting Access to Medicare Act (PAMA) of 2014. These analyses may include a range of medical laboratory tests including, but not limited to, multianalyte assays with algorithmic analyses (MAAA) and genomic sequencing procedures (GSP). The descriptor nomenclature follows, where possible, existing code conventions (eg, MAAA, GSP). Unless specifically noted, even though the Proprietary Laboratory Analyses section of the code set is located at the end of the Pathology and Laboratory section of the code set, a PLA code does not fulfill Category I code criteria. PLA codes are not required to fulfill the Category I criteria. The standards for inclusion in the PLA section are: The test must be commercially available in the United States for use on human specimens and The clinical laboratory or manufacturer that offers the test must request the code. For similar laboratory analyses that fulfill Category I criteria, see codes listed in the numeric 80000 series. When a PLA code is available to report a given proprietary laboratory service, that PLA code takes precedence. The service should not be reported with any other CPT® code(s) and other CPT® code(s) should not be used to report services that may be reported with that specific PLA code. These codes encompass all analytical services required for the analysis (eg, cell lysis, nucleic acid stabilization, extraction, digestion, amplification, hybridization and detection). For molecular analyses, additional procedures that are required prior to cell lysis (eg, microdissection [codes 88380 and 88381]) may be reported separately. Codes in this subsection are released on a quarterly basis to expedite dissemination for reporting. PLA codes will be published electronically on the AMA CPT® website (ama-assn.org/cpt-pla-codes), distributed via CPT® data files on a quarterly basis, and, at a minimum, made available in print annually in the CPT® codebook. See the Introduction section of the CPT® code set for a complete list of the dates of release and implementation. All codes that are included in this section are also included in Appendix O, with the procedure's proprietary name. In order to report a PLA code, the analysis performed must fulfill the code descriptor and must be the test represented by the proprietary name listed in Appendix O. In some instances, the descriptor language of PLA codes may be identical and the code may only be differentiated by the listed proprietary name in Appendix O. When more than one PLA has an identical descriptor, the codes will be denoted by the symbol "â™“." All PLA tests will have assigned codes in the PLA section of the code set. Any PLA coded test(s) that satisfies Category I criteria and has been accepted by the CPT® Editorial Panel will be designated by the addition of the symbol "^" to the existing PLA code and will remain in the PLA section of the code set. If a proprietary test has already been accepted for a Category I code and a code has not been published, subsequent application for a PLA code will take precedence. The code will only be placed in the PLA section. The accuracy of a PLA code is to be maintained by the original applicant, or the current owner of the test kit or laboratory performing the proprietary test. A new PLA code is required when: 1. Additional nucleic acid (DNA or RNA) and/or protein analysis(es) are added to the current PLA test, or 2. The name of the PLA test has changed in association with changes in test performance or test characteristics. The addition or modification of the therapeutic applications of the test require submission of a code change application, but it may not require a new code number. | 0001U-0599U | https://www.aapc.com/codes/cpt-codes/0223U | 2025-10-27T17:38:15.092202Z
0224U | Antibody, severe acute respiratory syndrome coronavirus 2 (SARS-CoV-2) (coronavirus disease [COVID-19]), includes titer(s), when performed Notes: (Do not report 0224U in conjunction with 86769) | This is a Proprietary Laboratory Analyses (PLA) code, meaning that the code applies to only one unique lab test made by a specific manufacturer or performed by a specific lab. Report 0224U for the COVID–19 Antibody Test from Mount Sinai, which is a test for detection of human IgG antibodies in serum and plasma specimens collected from individuals suspected of prior infection with SARS–CoV–2. The analyst may perform titers, testing for the concentration of antibodies in the blood. Explanation The lab analyst performs all the technical steps necessary to test the patient’s plasma or serum for SARS–CoV–2 antibodies using two serial direct enzyme–linked immunosorbent assays (ELISA). Testing may include one or more titers to determine the concentration of antibodies in the blood, but titers are not required. SARS–CoV–2 antibody tests identify individuals with an adaptive immune response to SARS–CoV–2, indicating recent or prior infection, by detecting antibodies to SARS–CoV–2 in human blood specimens. Clinicians may order this test to determine if the patient had COVID–19. In addition, these test results may aid in identifying individuals who can donate convalescent plasma, which may serve as a possible treatment for those who are seriously ill from COVID–19. Healthcare workers and first–responders also may have this test. Mount Sinai’s COVID–19 Antibody Test is authorized by the FDA under the Emergency Use Authorization (EUA) for use by authorized laboratories for the duration of the COVID–19 emergency declaration. Terminology COVID–19: Coronavirus Disease 2019 (COVID–19) is a disease caused by a novel coronavirus, SARS–CoV–2, that resulted in declaration of a global pandemic beginning in March 2020. SARS–CoV–2: Severe acute respiratory syndrome coronavirus 2 (SARS–CoV–2) is the virus that causes COVID–19, and is a member of the coronavirus family that was responsible for past outbreaks such as severe acute respiratory syndrome (SARS) and Middle East respiratory syndrome (MERS). Virus: An infectious agent that can reproduce only inside other living cells, generally invisible even with a microscope. Tips Use this code only for the appropriate proprietary test; report one unit of this code for a single specimen analyzed on a single date of service. Do not report 0224U in conjunction with 86769. Some payers may pay separately for collecting the specimen using a code such as 36415. Additional Info “U” codes are included in the CPT® code set to identify specific proprietary laboratory analyses (PLA) tests. PLA codes take precedence over the usual 80000 series codes for laboratory/pathology. Use this code only for the above–described test; do not report this test using any other CPT® code. PLA code descriptors follow existing code conventions when possible, and lab techniques used include multianalyte assays with algorithmic analyses (MAAA) and genomic sequencing procedures (GSP), among others. Read Less | Range Specific Guideline Proprietary laboratory analyses (PLA) codes describe proprietary clinical laboratory analyses and can be either provided by a single ("sole-source") laboratory or licensed or marketed to multiple providing laboratories (eg, cleared or approved by the Food and Drug Administration [FDA]). This subsection includes advanced diagnostic laboratory tests (ADLTs) and clinical diagnostic laboratory tests (CDLTs), as defined under the Protecting Access to Medicare Act (PAMA) of 2014. These analyses may include a range of medical laboratory tests including, but not limited to, multianalyte assays with algorithmic analyses (MAAA) and genomic sequencing procedures (GSP). The descriptor nomenclature follows, where possible, existing code conventions (eg, MAAA, GSP). Unless specifically noted, even though the Proprietary Laboratory Analyses section of the code set is located at the end of the Pathology and Laboratory section of the code set, a PLA code does not fulfill Category I code criteria. PLA codes are not required to fulfill the Category I criteria. The standards for inclusion in the PLA section are: The test must be commercially available in the United States for use on human specimens and The clinical laboratory or manufacturer that offers the test must request the code. For similar laboratory analyses that fulfill Category I criteria, see codes listed in the numeric 80000 series. When a PLA code is available to report a given proprietary laboratory service, that PLA code takes precedence. The service should not be reported with any other CPT® code(s) and other CPT® code(s) should not be used to report services that may be reported with that specific PLA code. These codes encompass all analytical services required for the analysis (eg, cell lysis, nucleic acid stabilization, extraction, digestion, amplification, hybridization and detection). For molecular analyses, additional procedures that are required prior to cell lysis (eg, microdissection [codes 88380 and 88381]) may be reported separately. Codes in this subsection are released on a quarterly basis to expedite dissemination for reporting. PLA codes will be published electronically on the AMA CPT® website (ama-assn.org/cpt-pla-codes), distributed via CPT® data files on a quarterly basis, and, at a minimum, made available in print annually in the CPT® codebook. See the Introduction section of the CPT® code set for a complete list of the dates of release and implementation. All codes that are included in this section are also included in Appendix O, with the procedure's proprietary name. In order to report a PLA code, the analysis performed must fulfill the code descriptor and must be the test represented by the proprietary name listed in Appendix O. In some instances, the descriptor language of PLA codes may be identical and the code may only be differentiated by the listed proprietary name in Appendix O. When more than one PLA has an identical descriptor, the codes will be denoted by the symbol "â™“." All PLA tests will have assigned codes in the PLA section of the code set. Any PLA coded test(s) that satisfies Category I criteria and has been accepted by the CPT® Editorial Panel will be designated by the addition of the symbol "^" to the existing PLA code and will remain in the PLA section of the code set. If a proprietary test has already been accepted for a Category I code and a code has not been published, subsequent application for a PLA code will take precedence. The code will only be placed in the PLA section. The accuracy of a PLA code is to be maintained by the original applicant, or the current owner of the test kit or laboratory performing the proprietary test. A new PLA code is required when: 1. Additional nucleic acid (DNA or RNA) and/or protein analysis(es) are added to the current PLA test, or 2. The name of the PLA test has changed in association with changes in test performance or test characteristics. The addition or modification of the therapeutic applications of the test require submission of a code change application, but it may not require a new code number. | 0001U-0599U | https://www.aapc.com/codes/cpt-codes/0224U | 2025-10-27T17:38:32.245497Z
0225U | Infectious disease (bacterial or viral respiratory tract infection) pathogen-specific DNA and RNA, 21 targets, including severe acute respiratory syndrome coronavirus 2 (SARS-CoV-2), amplified probe technique, including multiplex reverse transcription for RNA targets, each analyte reported as detected or not detected | This is a Proprietary Laboratory Analyses (PLA) code, meaning that the code applies to only one unique lab test made by a specific manufacturer or performed by a specific lab. Report 0225U for the ePlex® Respiratory Pathogen Panel 2, GenMark Dx, from GenMark Diagnostics, which is a multiplex RT–PCR test with electrochemical detection for common viral and bacterial respiratory pathogens, including SARS–CoV–2. Explanation The lab analyst receives the specimen, typically a nasopharyngeal swab, in transport media and processes the sample using the ePlex® Respiratory Pathogen Panel 2, which is an automated multiplex reverse transcription polymerase chain reaction (RT–PCR) analyzer that incorporates sample preparation, nucleic acid amplification, target detection, analysis, and reporting in a single platform. The automated laboratory panel generates a result of detected or not detected for 21 respiratory pathogens in a single report, including SARS–CoV–2. Clinicians may order this test for patients with respiratory infection symptoms to detect and differentiate nucleic acid of SARS–CoV–2, the organism that causes COVID–19, from multiple other common respiratory viral and bacterial pathogens. Terminology Bacteria (sing. bacterium): Single–celled microorganisms visible only with a microscope, some of which cause infection. COVID–19: Coronavirus Disease 2019 (COVID–19) is a disease caused by a novel coronavirus, SARS–CoV–2, that resulted in declaration of a global pandemic beginning in March 2020. Pathogen: An organism, such as bacteria, virus, parasites, or fungi, that causes an infection. Polymerase chain reaction (PCR): A rapid technique for making more copies (amplifying) of a DNA or RNA sequence used in the laboratory. SARS–CoV–2: Severe acute respiratory syndrome coronavirus 2 (SARS–CoV–2) is the virus that causes COVID–19, and is a member of the coronavirus family that was responsible for past outbreaks such as severe acute respiratory syndrome (SARS) and Middle East respiratory syndrome (MERS). Virus: An infectious agent that can reproduce only inside other living cells, generally invisible even with a microscope. Tips Use this code only for the appropriate proprietary test; report one unit of this code for a single specimen analyzed on a single date of service. Additional Info “U” codes are included in the CPT® code set to identify specific proprietary laboratory analyses (PLA) tests. PLA codes take precedence over the usual 80000 series codes for laboratory/pathology. Use this code only for the above–described test; do not report this test using any other CPT® code. PLA code descriptors follow existing code conventions when possible, and lab techniques used include multianalyte assays with algorithmic analyses (MAAA) and genomic sequencing procedures (GSP), among others. Read Less | Range Specific Guideline Proprietary laboratory analyses (PLA) codes describe proprietary clinical laboratory analyses and can be either provided by a single ("sole-source") laboratory or licensed or marketed to multiple providing laboratories (eg, cleared or approved by the Food and Drug Administration [FDA]). This subsection includes advanced diagnostic laboratory tests (ADLTs) and clinical diagnostic laboratory tests (CDLTs), as defined under the Protecting Access to Medicare Act (PAMA) of 2014. These analyses may include a range of medical laboratory tests including, but not limited to, multianalyte assays with algorithmic analyses (MAAA) and genomic sequencing procedures (GSP). The descriptor nomenclature follows, where possible, existing code conventions (eg, MAAA, GSP). Unless specifically noted, even though the Proprietary Laboratory Analyses section of the code set is located at the end of the Pathology and Laboratory section of the code set, a PLA code does not fulfill Category I code criteria. PLA codes are not required to fulfill the Category I criteria. The standards for inclusion in the PLA section are: The test must be commercially available in the United States for use on human specimens and The clinical laboratory or manufacturer that offers the test must request the code. For similar laboratory analyses that fulfill Category I criteria, see codes listed in the numeric 80000 series. When a PLA code is available to report a given proprietary laboratory service, that PLA code takes precedence. The service should not be reported with any other CPT® code(s) and other CPT® code(s) should not be used to report services that may be reported with that specific PLA code. These codes encompass all analytical services required for the analysis (eg, cell lysis, nucleic acid stabilization, extraction, digestion, amplification, hybridization and detection). For molecular analyses, additional procedures that are required prior to cell lysis (eg, microdissection [codes 88380 and 88381]) may be reported separately. Codes in this subsection are released on a quarterly basis to expedite dissemination for reporting. PLA codes will be published electronically on the AMA CPT® website (ama-assn.org/cpt-pla-codes), distributed via CPT® data files on a quarterly basis, and, at a minimum, made available in print annually in the CPT® codebook. See the Introduction section of the CPT® code set for a complete list of the dates of release and implementation. All codes that are included in this section are also included in Appendix O, with the procedure's proprietary name. In order to report a PLA code, the analysis performed must fulfill the code descriptor and must be the test represented by the proprietary name listed in Appendix O. In some instances, the descriptor language of PLA codes may be identical and the code may only be differentiated by the listed proprietary name in Appendix O. When more than one PLA has an identical descriptor, the codes will be denoted by the symbol "â™“." All PLA tests will have assigned codes in the PLA section of the code set. Any PLA coded test(s) that satisfies Category I criteria and has been accepted by the CPT® Editorial Panel will be designated by the addition of the symbol "^" to the existing PLA code and will remain in the PLA section of the code set. If a proprietary test has already been accepted for a Category I code and a code has not been published, subsequent application for a PLA code will take precedence. The code will only be placed in the PLA section. The accuracy of a PLA code is to be maintained by the original applicant, or the current owner of the test kit or laboratory performing the proprietary test. A new PLA code is required when: 1. Additional nucleic acid (DNA or RNA) and/or protein analysis(es) are added to the current PLA test, or 2. The name of the PLA test has changed in association with changes in test performance or test characteristics. The addition or modification of the therapeutic applications of the test require submission of a code change application, but it may not require a new code number. | 0001U-0599U | https://www.aapc.com/codes/cpt-codes/0225U | 2025-10-27T17:38:49.924661Z
0226U | Surrogate viral neutralization test (sVNT), severe acute respiratory syndrome coronavirus 2 (SARS-CoV-2) (coronavirus disease [COVID-19]), ELISA, plasma, serum | This is a Proprietary Laboratory Analyses (PLA) code, meaning that the code applies to only one unique lab test made by a specific manufacturer or performed by a specific lab. Report 0226U for Tru–ImmuneTM, Ethos Laboratories from GenScript® USA, which is a test to identify the current neutralizing capacity of antibodies against the SARS–CoV–2 virus in a blood sample. Explanation The lab analyst receives the blood sample of an individual and processes it for multistep–blocking ELISA assay through Tru–ImmuneTM. This surrogate viral neutralization test (sVNT) detects and evaluates the effectiveness of SARS–CoV–2 neutralizing antibodies in the specimen, indicating the body’s current capacity to fight against the virus. The laboratory professional studies the absorbance, interprets the findings, and sends a report on the patient’s SARS–CoV–2 inhibition ability to the ordering clinician. SARS–CoV–2 is the virus that causes COVID–19. Clinicians may order this test for patients with a history of COVID–19 or a history of respiratory infection symptoms to detect patient’s past exposure to the SARS–CoV–2 virus and to measure the patient’s current level of protection and ability to fight the virus, or for screening for potential blood plasma donors to treat current COVID–19 patients. Terminology Antibody: A protein produced by the body as an immune–system response to a specific antigen, such as a bacteria or foreign substance; lab tests may utilize reactions between antibodies and antigens to identify a substance in a patient specimen; may also be referred to as immunoglobulin. COVID–19: Coronavirus Disease 2019 (COVID–19) is a disease caused by a novel coronavirus, SARS–CoV–2, that resulted in declaration of a global pandemic beginning in March 2020. Enzyme–linked immunosorbent assay (ELISA): A laboratory testing method using an enzyme attached to an antigen or antibody used as a marker to detect a specific substance, such as another antigen or antibody. SARS–CoV–2: Severe acute respiratory syndrome coronavirus 2 (SARS–CoV–2) is the virus that causes COVID–19, and is a member of the coronavirus family that was responsible for past outbreaks such as severe acute respiratory syndrome (SARS) and Middle East respiratory syndrome (MERS). Virus: An infectious agent that can reproduce only inside other living cells, generally invisible even with a microscope. Tips Use this code only for the appropriate proprietary test; report one unit of this code for a single specimen analyzed on a single date of service. Some payers may pay separately for collecting the specimen using a code such as 36415. Additional Info “U” codes are included in the CPT® code set to identify specific proprietary laboratory analyses (PLA) tests. PLA codes take precedence over the usual 80000 series codes for laboratory/pathology. Use this code only for the above–described test; do not report this test using any other CPT® code. PLA code descriptors follow existing code conventions when possible, and lab techniques used include multianalyte assays with algorithmic analyses (MAAA) and genomic sequencing procedures (GSP), among others. Read Less | Range Specific Guideline Proprietary laboratory analyses (PLA) codes describe proprietary clinical laboratory analyses and can be either provided by a single ("sole-source") laboratory or licensed or marketed to multiple providing laboratories (eg, cleared or approved by the Food and Drug Administration [FDA]). This subsection includes advanced diagnostic laboratory tests (ADLTs) and clinical diagnostic laboratory tests (CDLTs), as defined under the Protecting Access to Medicare Act (PAMA) of 2014. These analyses may include a range of medical laboratory tests including, but not limited to, multianalyte assays with algorithmic analyses (MAAA) and genomic sequencing procedures (GSP). The descriptor nomenclature follows, where possible, existing code conventions (eg, MAAA, GSP). Unless specifically noted, even though the Proprietary Laboratory Analyses section of the code set is located at the end of the Pathology and Laboratory section of the code set, a PLA code does not fulfill Category I code criteria. PLA codes are not required to fulfill the Category I criteria. The standards for inclusion in the PLA section are: The test must be commercially available in the United States for use on human specimens and The clinical laboratory or manufacturer that offers the test must request the code. For similar laboratory analyses that fulfill Category I criteria, see codes listed in the numeric 80000 series. When a PLA code is available to report a given proprietary laboratory service, that PLA code takes precedence. The service should not be reported with any other CPT® code(s) and other CPT® code(s) should not be used to report services that may be reported with that specific PLA code. These codes encompass all analytical services required for the analysis (eg, cell lysis, nucleic acid stabilization, extraction, digestion, amplification, hybridization and detection). For molecular analyses, additional procedures that are required prior to cell lysis (eg, microdissection [codes 88380 and 88381]) may be reported separately. Codes in this subsection are released on a quarterly basis to expedite dissemination for reporting. PLA codes will be published electronically on the AMA CPT® website (ama-assn.org/cpt-pla-codes), distributed via CPT® data files on a quarterly basis, and, at a minimum, made available in print annually in the CPT® codebook. See the Introduction section of the CPT® code set for a complete list of the dates of release and implementation. All codes that are included in this section are also included in Appendix O, with the procedure's proprietary name. In order to report a PLA code, the analysis performed must fulfill the code descriptor and must be the test represented by the proprietary name listed in Appendix O. In some instances, the descriptor language of PLA codes may be identical and the code may only be differentiated by the listed proprietary name in Appendix O. When more than one PLA has an identical descriptor, the codes will be denoted by the symbol "â™“." All PLA tests will have assigned codes in the PLA section of the code set. Any PLA coded test(s) that satisfies Category I criteria and has been accepted by the CPT® Editorial Panel will be designated by the addition of the symbol "^" to the existing PLA code and will remain in the PLA section of the code set. If a proprietary test has already been accepted for a Category I code and a code has not been published, subsequent application for a PLA code will take precedence. The code will only be placed in the PLA section. The accuracy of a PLA code is to be maintained by the original applicant, or the current owner of the test kit or laboratory performing the proprietary test. A new PLA code is required when: 1. Additional nucleic acid (DNA or RNA) and/or protein analysis(es) are added to the current PLA test, or 2. The name of the PLA test has changed in association with changes in test performance or test characteristics. The addition or modification of the therapeutic applications of the test require submission of a code change application, but it may not require a new code number. | 0001U-0599U | https://www.aapc.com/codes/cpt-codes/0226U | 2025-10-27T17:39:06.936565Z
0227U | Drug assay, presumptive, 30 or more drugs or metabolites, urine, liquid chromatography with tandem mass spectrometry (LC-MS/MS) using multiple reaction monitoring (MRM), with drug or metabolite description, includes sample validation | This is a Proprietary Laboratory Analyses (PLA) code, meaning that the code applies to only one unique lab test made by a specific manufacturer or performed by a specific lab. Report 0227U for the Comprehensive Screen from Aspenti Health. The test provides detection of drugs and metabolites (break–down products) in the patient urine specimen to help prevent adverse drug interactions. Explanation The lab analyst processes a urine specimen using liquid chromatography and tandem mass spectrometry (LC–MS/MS) to identify analyte(s) in a urine sample. The test includes all drug(s) and metabolite(s) evaluated on a single date of service, such as opioids, opioid antagonists, benzodiazepines, muscle relaxants, and more. The lab analyst also performs specimen validity testing on the urine specimen, such as creatinine, specific gravity, and pH, to monitor possible tampering or dilution that might impair specimen integrity. Although not limited to testing for a specific condition, clinicians may order this test to monitor patients undergoing pain–management treatment or patients with substance use disorder (SUD). Terminology Analyte: The substance the analyst is measuring during a test. Liquid chromatography–tandem mass spectrometry (LC–MS/MS): An automated laboratory test that combines liquid chromatography (LC) to separate components in the specimen as they move at different rates through a mobile phase, and mass spectrometry (MS) to identify and, in tandem, quantify the separate components based on mass to charge ratio. Tips Use this code only for the appropriate proprietary test; report one unit of this code for a single specimen analyzed on a single date of service. Some payers may pay separately for collection of the specimen; check with the appropriate payer. Additional Info “U” codes are included in the CPT® code set to identify specific proprietary laboratory analyses (PLA) tests. PLA codes take precedence over the usual 80000 series codes for laboratory/pathology. Use this code only for the above–described test; do not report this test using any other CPT® code. PLA code descriptors follow existing code conventions when possible, and lab techniques used include multianalyte assays with algorithmic analyses (MAAA) and genomic sequencing procedures (GSP), among others. Read Less | Range Specific Guideline Proprietary laboratory analyses (PLA) codes describe proprietary clinical laboratory analyses and can be either provided by a single ("sole-source") laboratory or licensed or marketed to multiple providing laboratories (eg, cleared or approved by the Food and Drug Administration [FDA]). This subsection includes advanced diagnostic laboratory tests (ADLTs) and clinical diagnostic laboratory tests (CDLTs), as defined under the Protecting Access to Medicare Act (PAMA) of 2014. These analyses may include a range of medical laboratory tests including, but not limited to, multianalyte assays with algorithmic analyses (MAAA) and genomic sequencing procedures (GSP). The descriptor nomenclature follows, where possible, existing code conventions (eg, MAAA, GSP). Unless specifically noted, even though the Proprietary Laboratory Analyses section of the code set is located at the end of the Pathology and Laboratory section of the code set, a PLA code does not fulfill Category I code criteria. PLA codes are not required to fulfill the Category I criteria. The standards for inclusion in the PLA section are: The test must be commercially available in the United States for use on human specimens and The clinical laboratory or manufacturer that offers the test must request the code. For similar laboratory analyses that fulfill Category I criteria, see codes listed in the numeric 80000 series. When a PLA code is available to report a given proprietary laboratory service, that PLA code takes precedence. The service should not be reported with any other CPT® code(s) and other CPT® code(s) should not be used to report services that may be reported with that specific PLA code. These codes encompass all analytical services required for the analysis (eg, cell lysis, nucleic acid stabilization, extraction, digestion, amplification, hybridization and detection). For molecular analyses, additional procedures that are required prior to cell lysis (eg, microdissection [codes 88380 and 88381]) may be reported separately. Codes in this subsection are released on a quarterly basis to expedite dissemination for reporting. PLA codes will be published electronically on the AMA CPT® website (ama-assn.org/cpt-pla-codes), distributed via CPT® data files on a quarterly basis, and, at a minimum, made available in print annually in the CPT® codebook. See the Introduction section of the CPT® code set for a complete list of the dates of release and implementation. All codes that are included in this section are also included in Appendix O, with the procedure's proprietary name. In order to report a PLA code, the analysis performed must fulfill the code descriptor and must be the test represented by the proprietary name listed in Appendix O. In some instances, the descriptor language of PLA codes may be identical and the code may only be differentiated by the listed proprietary name in Appendix O. When more than one PLA has an identical descriptor, the codes will be denoted by the symbol "â™“." All PLA tests will have assigned codes in the PLA section of the code set. Any PLA coded test(s) that satisfies Category I criteria and has been accepted by the CPT® Editorial Panel will be designated by the addition of the symbol "^" to the existing PLA code and will remain in the PLA section of the code set. If a proprietary test has already been accepted for a Category I code and a code has not been published, subsequent application for a PLA code will take precedence. The code will only be placed in the PLA section. The accuracy of a PLA code is to be maintained by the original applicant, or the current owner of the test kit or laboratory performing the proprietary test. A new PLA code is required when: 1. Additional nucleic acid (DNA or RNA) and/or protein analysis(es) are added to the current PLA test, or 2. The name of the PLA test has changed in association with changes in test performance or test characteristics. The addition or modification of the therapeutic applications of the test require submission of a code change application, but it may not require a new code number. | 0001U-0599U | https://www.aapc.com/codes/cpt-codes/0227U | 2025-10-27T17:39:24.881489Z
0228U | Oncology (prostate), multianalyte molecular profile by photometric detection of macromolecules adsorbed on nanosponge array slides with machine learning, utilizing first morning voided urine, algorithm reported as likelihood of prostate cancer | This is a Proprietary Laboratory Analyses (PLA) code, meaning that the code applies to only one unique lab test made by a specific manufacturer or performed by a specific lab. Report 0228U for PanGIA Prostate, Genetics Institute of America from Entopsis LLC. The test provides capture and algorithmic analysis of bio–molecules in the patient urine specimen to report findings that are consistent or not consistent with men who have prostate cancer. Explanation The lab analyst processes a first–morning–voided urine specimen using a proprietary nanoscale capture of bio–molecules, which are analyzed by a machine–learning algorithm to classify the urine–specimen signature as consistent with men who were confirmed negative for prostate cancer after biopsy, or men who were confirmed positive for prostate cancer after biopsy. Although not limited to testing for a specific condition, clinicians may order this test for patients with suspected prostate cancer to inform the clinical decision for a prostate biopsy. Terminology Algorithm: A specific set of step–by–step calculations using defined inputs at each step to produce a useful output; for multianalyte assays with algorithmic analyses (MAAA), the output involves some sort of diagnostic or prognostic information about treatment options or disease outcomes. Tips Use this code only for the appropriate proprietary test; report one unit of this code for a single specimen analyzed on a single date of service. Some payers may pay separately for collection of the specimen; check with the appropriate payer. Additional Info “U” codes are included in the CPT® code set to identify specific proprietary laboratory analyses (PLA) tests. PLA codes take precedence over the usual 80000 series codes for laboratory/pathology. Use this code only for the above–described test; do not report this test using any other CPT® code. PLA code descriptors follow existing code conventions when possible, and lab techniques used include multianalyte assays with algorithmic analyses (MAAA) and genomic sequencing procedures (GSP), among others. Read Less | Range Specific Guideline Proprietary laboratory analyses (PLA) codes describe proprietary clinical laboratory analyses and can be either provided by a single ("sole-source") laboratory or licensed or marketed to multiple providing laboratories (eg, cleared or approved by the Food and Drug Administration [FDA]). This subsection includes advanced diagnostic laboratory tests (ADLTs) and clinical diagnostic laboratory tests (CDLTs), as defined under the Protecting Access to Medicare Act (PAMA) of 2014. These analyses may include a range of medical laboratory tests including, but not limited to, multianalyte assays with algorithmic analyses (MAAA) and genomic sequencing procedures (GSP). The descriptor nomenclature follows, where possible, existing code conventions (eg, MAAA, GSP). Unless specifically noted, even though the Proprietary Laboratory Analyses section of the code set is located at the end of the Pathology and Laboratory section of the code set, a PLA code does not fulfill Category I code criteria. PLA codes are not required to fulfill the Category I criteria. The standards for inclusion in the PLA section are: The test must be commercially available in the United States for use on human specimens and The clinical laboratory or manufacturer that offers the test must request the code. For similar laboratory analyses that fulfill Category I criteria, see codes listed in the numeric 80000 series. When a PLA code is available to report a given proprietary laboratory service, that PLA code takes precedence. The service should not be reported with any other CPT® code(s) and other CPT® code(s) should not be used to report services that may be reported with that specific PLA code. These codes encompass all analytical services required for the analysis (eg, cell lysis, nucleic acid stabilization, extraction, digestion, amplification, hybridization and detection). For molecular analyses, additional procedures that are required prior to cell lysis (eg, microdissection [codes 88380 and 88381]) may be reported separately. Codes in this subsection are released on a quarterly basis to expedite dissemination for reporting. PLA codes will be published electronically on the AMA CPT® website (ama-assn.org/cpt-pla-codes), distributed via CPT® data files on a quarterly basis, and, at a minimum, made available in print annually in the CPT® codebook. See the Introduction section of the CPT® code set for a complete list of the dates of release and implementation. All codes that are included in this section are also included in Appendix O, with the procedure's proprietary name. In order to report a PLA code, the analysis performed must fulfill the code descriptor and must be the test represented by the proprietary name listed in Appendix O. In some instances, the descriptor language of PLA codes may be identical and the code may only be differentiated by the listed proprietary name in Appendix O. When more than one PLA has an identical descriptor, the codes will be denoted by the symbol "â™“." All PLA tests will have assigned codes in the PLA section of the code set. Any PLA coded test(s) that satisfies Category I criteria and has been accepted by the CPT® Editorial Panel will be designated by the addition of the symbol "^" to the existing PLA code and will remain in the PLA section of the code set. If a proprietary test has already been accepted for a Category I code and a code has not been published, subsequent application for a PLA code will take precedence. The code will only be placed in the PLA section. The accuracy of a PLA code is to be maintained by the original applicant, or the current owner of the test kit or laboratory performing the proprietary test. A new PLA code is required when: 1. Additional nucleic acid (DNA or RNA) and/or protein analysis(es) are added to the current PLA test, or 2. The name of the PLA test has changed in association with changes in test performance or test characteristics. The addition or modification of the therapeutic applications of the test require submission of a code change application, but it may not require a new code number. | 0001U-0599U | https://www.aapc.com/codes/cpt-codes/0228U | 2025-10-27T17:39:42.361888Z
0229U | BCAT1 (Branched chain amino acid transaminase 1) and IKZF1 (IKAROS family zinc finger 1) (eg, colorectal cancer) promoter methylation analysis | This is a Proprietary Laboratory Analyses (PLA) code, meaning that the code applies to only one unique lab test made by a specific manufacturer or performed by a specific lab. Report 0229U for Colvera® from ColveraClinical Genomics Pathology Inc. The test uses a blood specimen from a patient who has been treated for colorectal cancer to analyze for BCAT1 and IKZF1, two methylated (silenced) genes associated with colorectal tumor tissue. Clinicians may use the findings to evaluate the presence of residual disease or monitor for recurrent cancer. Explanation The lab analyst extracts DNA from patient plasma and performs bisulfite conversion to distinguish methylated and unmethylated products, then amplifies DNA by polymerase chain reaction (PCR) to determine the presence of methylation of BCAT1 and IKZF1 genes. Methylation within certain loci of these genes indicates the presence of colorectal cancer. Although not limited to testing for a specific condition, clinicians may order this test for patients following colorectal cancer treatment to indicate if the patient has residual disease, or to monitor for recurrent cancer. Clinicians may use a positive Colvera® test for early detection to initiate follow–up testing such as imaging studies, and allow for different, early treatment options. Terminology Colorectal cancer: Pertaining to cancers of the colon (large intestine) and the rectum (the distal portion of the large intestines or bowel). Methylation analysis: Analysis of DNA patterns following attachment of methyl groups to cytosine bases to indicate the presence or absence of genetic changes related to a disease. Tips Use this code only for the appropriate proprietary test; report one unit of this code for a single specimen analyzed on a single date of service. Some payers may pay separately for collection of the specimen; check with the appropriate payer. Additional Info “U” codes are included in the CPT® code set to identify specific proprietary laboratory analyses (PLA) tests. PLA codes take precedence over the usual 80000 series codes for laboratory/pathology. Use this code only for the above–described test; do not report this test using any other CPT® code. PLA code descriptors follow existing code conventions when possible, and lab techniques used include multianalyte assays with algorithmic analyses (MAAA) and genomic sequencing procedures (GSP), among others. Read Less | Range Specific Guideline Proprietary laboratory analyses (PLA) codes describe proprietary clinical laboratory analyses and can be either provided by a single ("sole-source") laboratory or licensed or marketed to multiple providing laboratories (eg, cleared or approved by the Food and Drug Administration [FDA]). This subsection includes advanced diagnostic laboratory tests (ADLTs) and clinical diagnostic laboratory tests (CDLTs), as defined under the Protecting Access to Medicare Act (PAMA) of 2014. These analyses may include a range of medical laboratory tests including, but not limited to, multianalyte assays with algorithmic analyses (MAAA) and genomic sequencing procedures (GSP). The descriptor nomenclature follows, where possible, existing code conventions (eg, MAAA, GSP). Unless specifically noted, even though the Proprietary Laboratory Analyses section of the code set is located at the end of the Pathology and Laboratory section of the code set, a PLA code does not fulfill Category I code criteria. PLA codes are not required to fulfill the Category I criteria. The standards for inclusion in the PLA section are: The test must be commercially available in the United States for use on human specimens and The clinical laboratory or manufacturer that offers the test must request the code. For similar laboratory analyses that fulfill Category I criteria, see codes listed in the numeric 80000 series. When a PLA code is available to report a given proprietary laboratory service, that PLA code takes precedence. The service should not be reported with any other CPT® code(s) and other CPT® code(s) should not be used to report services that may be reported with that specific PLA code. These codes encompass all analytical services required for the analysis (eg, cell lysis, nucleic acid stabilization, extraction, digestion, amplification, hybridization and detection). For molecular analyses, additional procedures that are required prior to cell lysis (eg, microdissection [codes 88380 and 88381]) may be reported separately. Codes in this subsection are released on a quarterly basis to expedite dissemination for reporting. PLA codes will be published electronically on the AMA CPT® website (ama-assn.org/cpt-pla-codes), distributed via CPT® data files on a quarterly basis, and, at a minimum, made available in print annually in the CPT® codebook. See the Introduction section of the CPT® code set for a complete list of the dates of release and implementation. All codes that are included in this section are also included in Appendix O, with the procedure's proprietary name. In order to report a PLA code, the analysis performed must fulfill the code descriptor and must be the test represented by the proprietary name listed in Appendix O. In some instances, the descriptor language of PLA codes may be identical and the code may only be differentiated by the listed proprietary name in Appendix O. When more than one PLA has an identical descriptor, the codes will be denoted by the symbol "â™“." All PLA tests will have assigned codes in the PLA section of the code set. Any PLA coded test(s) that satisfies Category I criteria and has been accepted by the CPT® Editorial Panel will be designated by the addition of the symbol "^" to the existing PLA code and will remain in the PLA section of the code set. If a proprietary test has already been accepted for a Category I code and a code has not been published, subsequent application for a PLA code will take precedence. The code will only be placed in the PLA section. The accuracy of a PLA code is to be maintained by the original applicant, or the current owner of the test kit or laboratory performing the proprietary test. A new PLA code is required when: 1. Additional nucleic acid (DNA or RNA) and/or protein analysis(es) are added to the current PLA test, or 2. The name of the PLA test has changed in association with changes in test performance or test characteristics. The addition or modification of the therapeutic applications of the test require submission of a code change application, but it may not require a new code number. | 0001U-0599U | https://www.aapc.com/codes/cpt-codes/0229U | 2025-10-27T17:40:00.200055Z
0230U | AR (androgen receptor) (eg, spinal and bulbar muscular atrophy, Kennedy disease, X chromosome inactivation), full sequence analysis, including small sequence changes in exonic and intronic regions, deletions, duplications, short tandem repeat (STR) expansions, mobile element insertions, and variants in non-uniquely mappable regions | This is a Proprietary Laboratory Analyses (PLA) code, meaning that the code applies to only one unique lab test made by a specific manufacturer or performed by a specific lab. Report 0230U for Genomic Unity® AR Analysis from Variantyx Inc. The test uses a blood or saliva specimen processed using a PCR free whole genome sequencing (WGS) platform with algorithmic data analysis to evaluate the androgen receptor (AR) gene for variants relevant to certain conditions such as spinal and bulbar muscular atrophy, Kennedy disease, or X chromosome inactivation. Explanation The lab analyst processes the blood or saliva specimen using a proprietary, automated testing platform that completes DNA extraction and sequencing, data analysis, and interpretation and reporting. The platform uses PCR free whole genome sequencing (WGS) and algorithmic analysis using artificial intelligence and big data to identify many types of variants, such as small sequence mutations, duplications and deletions, and short tandem repeats. The test includes manual selection of reported variants based on relevance to the patient condition. This test reports any relevant findings in the androgen receptor (AR) gene. Although not limited to testing for a specific condition, clinicians may order this test to aid in the diagnosis of conditions such as spinal and bulbar muscular atrophy (SBMA, also called Kennedy disease), which is a neuromuscular degenerative disorder, or X–chromosome inactivation. Clinicians may also use the test for familial genetic counseling for heritable disorders. Terminology Algorithm: A specific set of step–by–step calculations using defined inputs at each step to produce a useful output. Duplication and/or deletion: Increase and/or decrease in the normal copy number, which is two copies of a gene sequence. Mutation: An alteration in a deoxyribonucleic acid (DNA) sequence that may lead to pathologic changes in the organism. Short tandem repeat (STR): Units of a few nucleotides that repeat hundreds of times on a DNA strand. Variant: A gene that differs from the usual nucleic acid sequence due to events such as nucleotide deletions or insertions or substitutions; may cause conditions such as genetic disorders or cancer. Tips Use this code only for the appropriate proprietary test; report one unit of this code for a single specimen analyzed on a single date of service. Some payers may pay separately for collection of the specimen; check with the appropriate payer. Additional Info “U” codes are included in the CPT® code set to identify specific proprietary laboratory analyses (PLA) tests. PLA codes take precedence over the usual 80000 series codes for laboratory/pathology. Use this code only for the above–described test; do not report this test using any other CPT® code. PLA code descriptors follow existing code conventions when possible, and lab techniques used include multianalyte assays with algorithmic analyses (MAAA) and genomic sequencing procedures (GSP), among others. Read Less | Range Specific Guideline Proprietary laboratory analyses (PLA) codes describe proprietary clinical laboratory analyses and can be either provided by a single ("sole-source") laboratory or licensed or marketed to multiple providing laboratories (eg, cleared or approved by the Food and Drug Administration [FDA]). This subsection includes advanced diagnostic laboratory tests (ADLTs) and clinical diagnostic laboratory tests (CDLTs), as defined under the Protecting Access to Medicare Act (PAMA) of 2014. These analyses may include a range of medical laboratory tests including, but not limited to, multianalyte assays with algorithmic analyses (MAAA) and genomic sequencing procedures (GSP). The descriptor nomenclature follows, where possible, existing code conventions (eg, MAAA, GSP). Unless specifically noted, even though the Proprietary Laboratory Analyses section of the code set is located at the end of the Pathology and Laboratory section of the code set, a PLA code does not fulfill Category I code criteria. PLA codes are not required to fulfill the Category I criteria. The standards for inclusion in the PLA section are: The test must be commercially available in the United States for use on human specimens and The clinical laboratory or manufacturer that offers the test must request the code. For similar laboratory analyses that fulfill Category I criteria, see codes listed in the numeric 80000 series. When a PLA code is available to report a given proprietary laboratory service, that PLA code takes precedence. The service should not be reported with any other CPT® code(s) and other CPT® code(s) should not be used to report services that may be reported with that specific PLA code. These codes encompass all analytical services required for the analysis (eg, cell lysis, nucleic acid stabilization, extraction, digestion, amplification, hybridization and detection). For molecular analyses, additional procedures that are required prior to cell lysis (eg, microdissection [codes 88380 and 88381]) may be reported separately. Codes in this subsection are released on a quarterly basis to expedite dissemination for reporting. PLA codes will be published electronically on the AMA CPT® website (ama-assn.org/cpt-pla-codes), distributed via CPT® data files on a quarterly basis, and, at a minimum, made available in print annually in the CPT® codebook. See the Introduction section of the CPT® code set for a complete list of the dates of release and implementation. All codes that are included in this section are also included in Appendix O, with the procedure's proprietary name. In order to report a PLA code, the analysis performed must fulfill the code descriptor and must be the test represented by the proprietary name listed in Appendix O. In some instances, the descriptor language of PLA codes may be identical and the code may only be differentiated by the listed proprietary name in Appendix O. When more than one PLA has an identical descriptor, the codes will be denoted by the symbol "â™“." All PLA tests will have assigned codes in the PLA section of the code set. Any PLA coded test(s) that satisfies Category I criteria and has been accepted by the CPT® Editorial Panel will be designated by the addition of the symbol "^" to the existing PLA code and will remain in the PLA section of the code set. If a proprietary test has already been accepted for a Category I code and a code has not been published, subsequent application for a PLA code will take precedence. The code will only be placed in the PLA section. The accuracy of a PLA code is to be maintained by the original applicant, or the current owner of the test kit or laboratory performing the proprietary test. A new PLA code is required when: 1. Additional nucleic acid (DNA or RNA) and/or protein analysis(es) are added to the current PLA test, or 2. The name of the PLA test has changed in association with changes in test performance or test characteristics. The addition or modification of the therapeutic applications of the test require submission of a code change application, but it may not require a new code number. | 0001U-0599U | https://www.aapc.com/codes/cpt-codes/0230U | 2025-10-27T17:40:18.032654Z
0231U | CACNA1A (calcium voltage-gated channel subunit alpha 1A) (eg, spinocerebellar ataxia), full gene analysis, including small sequence changes in exonic and intronic regions, deletions, duplications, short tandem repeat (STR) gene expansions, mobile element insertions, and variants in non-uniquely mappable regions | This is a Proprietary Laboratory Analyses (PLA) code, meaning that the code applies to only one unique lab test made by a specific manufacturer or performed by a specific lab. Report 0231U for Genomic Unity® CACNA1A Analysis from Variantyx Inc. The test uses a blood or saliva specimen processed using a PCR free whole genome sequencing (WGS) platform with algorithmic data analysis to evaluate the calcium voltage–gated channel subunit alpha1 A (CACNA1A) gene for variants relevant to certain conditions such as certain ataxias, familial hemiplegic migraine, and infantile epileptic encephalopathy. Explanation The lab analyst processes the blood or saliva specimen using a proprietary, automated testing platform that completes DNA extraction and sequencing, data analysis, and interpretation and reporting. The platform uses polymerase chain reaction (PCR) free whole genome sequencing (WGS) and algorithmic analysis using artificial intelligence and big data to identify many types of variants, such as small sequence mutations, duplications and deletions, and short tandem repeats. The test includes manual selection of reported variants based on relevance to the patient condition. This test reports any relevant findings in the calcium voltage–gated channel subunit alpha1 A (CACNA1A) gene. Although not limited to testing for a specific condition, clinicians may order this test to aid in the diagnosis of neurological conditions such as certain ataxias that cause involuntary movements, familial hemiplegic migraine, and infantile epileptic encephalopathy. Clinicians may also use the test for familial genetic counseling for heritable disorders. Terminology Algorithm: A specific set of step–by–step calculations using defined inputs at each step to produce a useful output. Ataxia: Neurologic condition characterized by lack of voluntary coordination and muscle movement, with unsteady, jerky motion. Duplication and/or deletion: Increase and/or decrease in the normal copy number, which is two copies of a gene sequence. Mutation: An alteration in a deoxyribonucleic acid (DNA) sequence that may lead to pathologic changes in the organism. Short tandem repeat (STR): Units of a few nucleotides that repeat hundreds of times on a DNA strand. Variant: A gene that differs from the usual nucleic acid sequence due to events such as nucleotide deletions or insertions or substitutions; may cause conditions such as genetic disorders or cancer. Tips Use this code only for the appropriate proprietary test; report one unit of this code for a single specimen analyzed on a single date of service. Some payers may pay separately for collection of the specimen; check with the appropriate payer. Additional Info “U” codes are included in the CPT® code set to identify specific proprietary laboratory analyses (PLA) tests. PLA codes take precedence over the usual 80000 series codes for laboratory/pathology. Use this code only for the above–described test; do not report this test using any other CPT® code. PLA code descriptors follow existing code conventions when possible, and lab techniques used include multianalyte assays with algorithmic analyses (MAAA) and genomic sequencing procedures (GSP), among others. Read Less | Range Specific Guideline Proprietary laboratory analyses (PLA) codes describe proprietary clinical laboratory analyses and can be either provided by a single ("sole-source") laboratory or licensed or marketed to multiple providing laboratories (eg, cleared or approved by the Food and Drug Administration [FDA]). This subsection includes advanced diagnostic laboratory tests (ADLTs) and clinical diagnostic laboratory tests (CDLTs), as defined under the Protecting Access to Medicare Act (PAMA) of 2014. These analyses may include a range of medical laboratory tests including, but not limited to, multianalyte assays with algorithmic analyses (MAAA) and genomic sequencing procedures (GSP). The descriptor nomenclature follows, where possible, existing code conventions (eg, MAAA, GSP). Unless specifically noted, even though the Proprietary Laboratory Analyses section of the code set is located at the end of the Pathology and Laboratory section of the code set, a PLA code does not fulfill Category I code criteria. PLA codes are not required to fulfill the Category I criteria. The standards for inclusion in the PLA section are: The test must be commercially available in the United States for use on human specimens and The clinical laboratory or manufacturer that offers the test must request the code. For similar laboratory analyses that fulfill Category I criteria, see codes listed in the numeric 80000 series. When a PLA code is available to report a given proprietary laboratory service, that PLA code takes precedence. The service should not be reported with any other CPT® code(s) and other CPT® code(s) should not be used to report services that may be reported with that specific PLA code. These codes encompass all analytical services required for the analysis (eg, cell lysis, nucleic acid stabilization, extraction, digestion, amplification, hybridization and detection). For molecular analyses, additional procedures that are required prior to cell lysis (eg, microdissection [codes 88380 and 88381]) may be reported separately. Codes in this subsection are released on a quarterly basis to expedite dissemination for reporting. PLA codes will be published electronically on the AMA CPT® website (ama-assn.org/cpt-pla-codes), distributed via CPT® data files on a quarterly basis, and, at a minimum, made available in print annually in the CPT® codebook. See the Introduction section of the CPT® code set for a complete list of the dates of release and implementation. All codes that are included in this section are also included in Appendix O, with the procedure's proprietary name. In order to report a PLA code, the analysis performed must fulfill the code descriptor and must be the test represented by the proprietary name listed in Appendix O. In some instances, the descriptor language of PLA codes may be identical and the code may only be differentiated by the listed proprietary name in Appendix O. When more than one PLA has an identical descriptor, the codes will be denoted by the symbol "â™“." All PLA tests will have assigned codes in the PLA section of the code set. Any PLA coded test(s) that satisfies Category I criteria and has been accepted by the CPT® Editorial Panel will be designated by the addition of the symbol "^" to the existing PLA code and will remain in the PLA section of the code set. If a proprietary test has already been accepted for a Category I code and a code has not been published, subsequent application for a PLA code will take precedence. The code will only be placed in the PLA section. The accuracy of a PLA code is to be maintained by the original applicant, or the current owner of the test kit or laboratory performing the proprietary test. A new PLA code is required when: 1. Additional nucleic acid (DNA or RNA) and/or protein analysis(es) are added to the current PLA test, or 2. The name of the PLA test has changed in association with changes in test performance or test characteristics. The addition or modification of the therapeutic applications of the test require submission of a code change application, but it may not require a new code number. | 0001U-0599U | https://www.aapc.com/codes/cpt-codes/0231U | 2025-10-27T17:40:36.008458Z
0232U | CSTB (cystatin B) (eg, progressive myoclonic epilepsy type 1A, Unverricht-Lundborg disease), full gene analysis, including small sequence changes in exonic and intronic regions, deletions, duplications, short tandem repeat (STR) expansions, mobile element insertions, and variants in non-uniquely mappable regions | This is a Proprietary Laboratory Analyses (PLA) code, meaning that the code applies to only one unique lab test made by a specific manufacturer or performed by a specific lab. Report 0232U for Genomic Unity® CSTB Analysis from Variantyx Inc. The test uses a blood or saliva specimen processed using a PCR free whole genome sequencing (WGS) platform with algorithmic data analysis to evaluate the cystatin B (CSTB) gene for variants relevant to certain conditions such as progressive myoclonic epilepsy type 1A, also known as Unverricht–Lundborg syndrome. Explanation The lab analyst processes the blood or saliva specimen using a proprietary, automated testing platform that completes DNA extraction and sequencing, data analysis, and interpretation and reporting. The platform uses polymerase chain reaction (PCR) free whole genome sequencing (WGS) and algorithmic analysis using artificial intelligence and big data to identify many types of variants, such as small sequence mutations, duplications and deletions, and short tandem repeats. The test includes manual selection of reported variants based on relevance to the patient condition. This test reports any relevant findings in the cystatin B (CSTB) gene. Although not limited to testing for a specific condition, clinicians may order this test to aid in the diagnosis of neurological conditions such as progressive myoclonic epilepsy type 1A, also known as Unverricht–Lundborg syndrome. Clinicians may also use the test for familial genetic counseling for heritable disorders. Terminology Algorithm: A specific set of step–by–step calculations using defined inputs at each step to produce a useful output. Duplication and/or deletion: Increase and/or decrease in the normal copy number, which is two copies of a gene sequence. Epilepsy: A neurological disorder characterized by seizures, sudden convulsive movements and/or changes in awareness or consciousness caused by abnormal electrical activity in the brain. Mutation: An alteration in a deoxyribonucleic acid (DNA) sequence that may lead to pathologic changes in the organism. Short tandem repeat (STR): Units of a few nucleotides that repeat hundreds of times on a DNA strand. Variant: A gene that differs from the usual nucleic acid sequence due to events such as nucleotide deletions or insertions or substitutions; may cause conditions such as genetic disorders or cancer. Tips Use this code only for the appropriate proprietary test; report one unit of this code for a single specimen analyzed on a single date of service. Some payers may pay separately for collection of the specimen; check with the appropriate payer. Additional Info “U” codes are included in the CPT® code set to identify specific proprietary laboratory analyses (PLA) tests. PLA codes take precedence over the usual 80000 series codes for laboratory/pathology. Use this code only for the above–described test; do not report this test using any other CPT® code. PLA code descriptors follow existing code conventions when possible, and lab techniques used include multianalyte assays with algorithmic analyses (MAAA) and genomic sequencing procedures (GSP), among others. Read Less | Range Specific Guideline Proprietary laboratory analyses (PLA) codes describe proprietary clinical laboratory analyses and can be either provided by a single ("sole-source") laboratory or licensed or marketed to multiple providing laboratories (eg, cleared or approved by the Food and Drug Administration [FDA]). This subsection includes advanced diagnostic laboratory tests (ADLTs) and clinical diagnostic laboratory tests (CDLTs), as defined under the Protecting Access to Medicare Act (PAMA) of 2014. These analyses may include a range of medical laboratory tests including, but not limited to, multianalyte assays with algorithmic analyses (MAAA) and genomic sequencing procedures (GSP). The descriptor nomenclature follows, where possible, existing code conventions (eg, MAAA, GSP). Unless specifically noted, even though the Proprietary Laboratory Analyses section of the code set is located at the end of the Pathology and Laboratory section of the code set, a PLA code does not fulfill Category I code criteria. PLA codes are not required to fulfill the Category I criteria. The standards for inclusion in the PLA section are: The test must be commercially available in the United States for use on human specimens and The clinical laboratory or manufacturer that offers the test must request the code. For similar laboratory analyses that fulfill Category I criteria, see codes listed in the numeric 80000 series. When a PLA code is available to report a given proprietary laboratory service, that PLA code takes precedence. The service should not be reported with any other CPT® code(s) and other CPT® code(s) should not be used to report services that may be reported with that specific PLA code. These codes encompass all analytical services required for the analysis (eg, cell lysis, nucleic acid stabilization, extraction, digestion, amplification, hybridization and detection). For molecular analyses, additional procedures that are required prior to cell lysis (eg, microdissection [codes 88380 and 88381]) may be reported separately. Codes in this subsection are released on a quarterly basis to expedite dissemination for reporting. PLA codes will be published electronically on the AMA CPT® website (ama-assn.org/cpt-pla-codes), distributed via CPT® data files on a quarterly basis, and, at a minimum, made available in print annually in the CPT® codebook. See the Introduction section of the CPT® code set for a complete list of the dates of release and implementation. All codes that are included in this section are also included in Appendix O, with the procedure's proprietary name. In order to report a PLA code, the analysis performed must fulfill the code descriptor and must be the test represented by the proprietary name listed in Appendix O. In some instances, the descriptor language of PLA codes may be identical and the code may only be differentiated by the listed proprietary name in Appendix O. When more than one PLA has an identical descriptor, the codes will be denoted by the symbol "â™“." All PLA tests will have assigned codes in the PLA section of the code set. Any PLA coded test(s) that satisfies Category I criteria and has been accepted by the CPT® Editorial Panel will be designated by the addition of the symbol "^" to the existing PLA code and will remain in the PLA section of the code set. If a proprietary test has already been accepted for a Category I code and a code has not been published, subsequent application for a PLA code will take precedence. The code will only be placed in the PLA section. The accuracy of a PLA code is to be maintained by the original applicant, or the current owner of the test kit or laboratory performing the proprietary test. A new PLA code is required when: 1. Additional nucleic acid (DNA or RNA) and/or protein analysis(es) are added to the current PLA test, or 2. The name of the PLA test has changed in association with changes in test performance or test characteristics. The addition or modification of the therapeutic applications of the test require submission of a code change application, but it may not require a new code number. | 0001U-0599U | https://www.aapc.com/codes/cpt-codes/0232U | 2025-10-27T17:40:53.689443Z
0233U | FXN (frataxin) (eg, Friedreich ataxia), gene analysis, including small sequence changes in exonic and intronic regions, deletions, duplications, short tandem repeat (STR) expansions, mobile element insertions, and variants in non-uniquely mappable regions | This is a Proprietary Laboratory Analyses (PLA) code, meaning that the code applies to only one unique lab test made by a specific manufacturer or performed by a specific lab. Report 0233U for Genomic Unity® FXN Analysis from Variantyx Inc. The test uses a blood or saliva specimen processed using a PCR free whole genome sequencing (WGS) platform with algorithmic data analysis to evaluate the frataxin (FXN) gene for variants relevant to certain conditions such as Freidreich’s ataxia. Explanation The lab analyst processes the blood or saliva specimen using a proprietary, automated testing platform that completes DNA extraction and sequencing, data analysis, and interpretation and reporting. The platform uses polymerase chain reaction (PCR) free whole genome sequencing (WGS) and algorithmic analysis using artificial intelligence and big data to identify many types of variants, such as small sequence mutations, duplications and deletions, and short tandem repeats. The test includes manual selection of reported variants based on relevance to the patient condition. This test reports any relevant findings in the frataxin (FXN) gene. Although not limited to testing for a specific condition, clinicians may order this test to aid in the diagnosis of neurological conditions such as Friedreich’s ataxia, which is a heritable degenerative neurological condition that results in impaired coordination of movement. Clinicians may also use the test for familial genetic counseling for heritable disorders. Terminology Algorithm: A specific set of step–by–step calculations using defined inputs at each step to produce a useful output. Ataxia: Neurologic condition characterized by lack of voluntary coordination and muscle movement, with unsteady, jerky motion. Duplication and/or deletion: Increase and/or decrease in the normal copy number, which is two copies of a gene sequence. Mutation: An alteration in a deoxyribonucleic acid (DNA) sequence that may lead to pathologic changes in the organism. Short tandem repeat (STR): Units of a few nucleotides that repeat hundreds of times on a DNA strand. Variant: A gene that differs from the usual nucleic acid sequence due to events such as nucleotide deletions or insertions or substitutions; may cause conditions such as genetic disorders or cancer. Tips Use this code only for the appropriate proprietary test; report one unit of this code for a single specimen analyzed on a single date of service. Some payers may pay separately for collection of the specimen; check with the appropriate payer. Additional Info “U” codes are included in the CPT® code set to identify specific proprietary laboratory analyses (PLA) tests. PLA codes take precedence over the usual 80000 series codes for laboratory/pathology. Use this code only for the above–described test; do not report this test using any other CPT® code. PLA code descriptors follow existing code conventions when possible, and lab techniques used include multianalyte assays with algorithmic analyses (MAAA) and genomic sequencing procedures (GSP), among others. Read Less | Range Specific Guideline Proprietary laboratory analyses (PLA) codes describe proprietary clinical laboratory analyses and can be either provided by a single ("sole-source") laboratory or licensed or marketed to multiple providing laboratories (eg, cleared or approved by the Food and Drug Administration [FDA]). This subsection includes advanced diagnostic laboratory tests (ADLTs) and clinical diagnostic laboratory tests (CDLTs), as defined under the Protecting Access to Medicare Act (PAMA) of 2014. These analyses may include a range of medical laboratory tests including, but not limited to, multianalyte assays with algorithmic analyses (MAAA) and genomic sequencing procedures (GSP). The descriptor nomenclature follows, where possible, existing code conventions (eg, MAAA, GSP). Unless specifically noted, even though the Proprietary Laboratory Analyses section of the code set is located at the end of the Pathology and Laboratory section of the code set, a PLA code does not fulfill Category I code criteria. PLA codes are not required to fulfill the Category I criteria. The standards for inclusion in the PLA section are: The test must be commercially available in the United States for use on human specimens and The clinical laboratory or manufacturer that offers the test must request the code. For similar laboratory analyses that fulfill Category I criteria, see codes listed in the numeric 80000 series. When a PLA code is available to report a given proprietary laboratory service, that PLA code takes precedence. The service should not be reported with any other CPT® code(s) and other CPT® code(s) should not be used to report services that may be reported with that specific PLA code. These codes encompass all analytical services required for the analysis (eg, cell lysis, nucleic acid stabilization, extraction, digestion, amplification, hybridization and detection). For molecular analyses, additional procedures that are required prior to cell lysis (eg, microdissection [codes 88380 and 88381]) may be reported separately. Codes in this subsection are released on a quarterly basis to expedite dissemination for reporting. PLA codes will be published electronically on the AMA CPT® website (ama-assn.org/cpt-pla-codes), distributed via CPT® data files on a quarterly basis, and, at a minimum, made available in print annually in the CPT® codebook. See the Introduction section of the CPT® code set for a complete list of the dates of release and implementation. All codes that are included in this section are also included in Appendix O, with the procedure's proprietary name. In order to report a PLA code, the analysis performed must fulfill the code descriptor and must be the test represented by the proprietary name listed in Appendix O. In some instances, the descriptor language of PLA codes may be identical and the code may only be differentiated by the listed proprietary name in Appendix O. When more than one PLA has an identical descriptor, the codes will be denoted by the symbol "â™“." All PLA tests will have assigned codes in the PLA section of the code set. Any PLA coded test(s) that satisfies Category I criteria and has been accepted by the CPT® Editorial Panel will be designated by the addition of the symbol "^" to the existing PLA code and will remain in the PLA section of the code set. If a proprietary test has already been accepted for a Category I code and a code has not been published, subsequent application for a PLA code will take precedence. The code will only be placed in the PLA section. The accuracy of a PLA code is to be maintained by the original applicant, or the current owner of the test kit or laboratory performing the proprietary test. A new PLA code is required when: 1. Additional nucleic acid (DNA or RNA) and/or protein analysis(es) are added to the current PLA test, or 2. The name of the PLA test has changed in association with changes in test performance or test characteristics. The addition or modification of the therapeutic applications of the test require submission of a code change application, but it may not require a new code number. | 0001U-0599U | https://www.aapc.com/codes/cpt-codes/0233U | 2025-10-27T17:41:10.734528Z
0234U | MECP2 (methyl CpG binding protein 2) (eg, Rett syndrome), full gene analysis, including small sequence changes in exonic and intronic regions, deletions, duplications, mobile element insertions, and variants in non-uniquely mappable regions | This is a Proprietary Laboratory Analyses (PLA) code, meaning that the code applies to only one unique lab test made by a specific manufacturer or performed by a specific lab. Report 0234U for Genomic Unity® MECP2 Analysis from Variantyx Inc. The test uses a blood or saliva specimen processed using a PCR free whole genome sequencing (WGS) platform with algorithmic data analysis to evaluate the methyl CpG binding protein 2 (MECP2) gene for variants relevant to certain conditions such as Rett syndrome. Explanation The lab analyst processes the blood or saliva specimen using a proprietary, automated testing platform that completes DNA extraction and sequencing, data analysis, and interpretation and reporting. The platform uses polymerase chain reaction (PCR) free whole genome sequencing (WGS) and algorithmic analysis using artificial intelligence and big data to identify many types of variants, such as small sequence mutations, duplications and deletions, and short tandem repeats. The test includes manual selection of reported variants based on relevance to the patient condition. This test reports any relevant findings in the methyl CpG binding protein 2 (MECP2) gene. Although not limited to testing for a specific condition, clinicians may order this test to aid in the diagnosis of neurological conditions such as Rett syndrome, a hereditary disorder occurring almost exclusively in girls that entails developmental problems in coordination, learning, and communication. Clinicians may also use the test for familial genetic counseling for heritable disorders. Terminology Algorithm: A specific set of step–by–step calculations using defined inputs at each step to produce a useful output. Duplication and/or deletion: Increase and/or decrease in the normal copy number, which is two copies of a gene sequence. Mutation: An alteration in a deoxyribonucleic acid (DNA) sequence that may lead to pathologic changes in the organism. Short tandem repeat (STR): Units of a few nucleotides that repeat hundreds of times on a DNA strand. Variant: A gene that differs from the usual nucleic acid sequence due to events such as nucleotide deletions or insertions or substitutions; may cause conditions such as genetic disorders or cancer. Tips Use this code only for the appropriate proprietary test; report one unit of this code for a single specimen analyzed on a single date of service. Some payers may pay separately for collection of the specimen; check with the appropriate payer. Additional Info “U” codes are included in the CPT® code set to identify specific proprietary laboratory analyses (PLA) tests. PLA codes take precedence over the usual 80000 series codes for laboratory/pathology. Use this code only for the above–described test; do not report this test using any other CPT® code. PLA code descriptors follow existing code conventions when possible, and lab techniques used include multianalyte assays with algorithmic analyses (MAAA) and genomic sequencing procedures (GSP), among others. Read Less | Range Specific Guideline Proprietary laboratory analyses (PLA) codes describe proprietary clinical laboratory analyses and can be either provided by a single ("sole-source") laboratory or licensed or marketed to multiple providing laboratories (eg, cleared or approved by the Food and Drug Administration [FDA]). This subsection includes advanced diagnostic laboratory tests (ADLTs) and clinical diagnostic laboratory tests (CDLTs), as defined under the Protecting Access to Medicare Act (PAMA) of 2014. These analyses may include a range of medical laboratory tests including, but not limited to, multianalyte assays with algorithmic analyses (MAAA) and genomic sequencing procedures (GSP). The descriptor nomenclature follows, where possible, existing code conventions (eg, MAAA, GSP). Unless specifically noted, even though the Proprietary Laboratory Analyses section of the code set is located at the end of the Pathology and Laboratory section of the code set, a PLA code does not fulfill Category I code criteria. PLA codes are not required to fulfill the Category I criteria. The standards for inclusion in the PLA section are: The test must be commercially available in the United States for use on human specimens and The clinical laboratory or manufacturer that offers the test must request the code. For similar laboratory analyses that fulfill Category I criteria, see codes listed in the numeric 80000 series. When a PLA code is available to report a given proprietary laboratory service, that PLA code takes precedence. The service should not be reported with any other CPT® code(s) and other CPT® code(s) should not be used to report services that may be reported with that specific PLA code. These codes encompass all analytical services required for the analysis (eg, cell lysis, nucleic acid stabilization, extraction, digestion, amplification, hybridization and detection). For molecular analyses, additional procedures that are required prior to cell lysis (eg, microdissection [codes 88380 and 88381]) may be reported separately. Codes in this subsection are released on a quarterly basis to expedite dissemination for reporting. PLA codes will be published electronically on the AMA CPT® website (ama-assn.org/cpt-pla-codes), distributed via CPT® data files on a quarterly basis, and, at a minimum, made available in print annually in the CPT® codebook. See the Introduction section of the CPT® code set for a complete list of the dates of release and implementation. All codes that are included in this section are also included in Appendix O, with the procedure's proprietary name. In order to report a PLA code, the analysis performed must fulfill the code descriptor and must be the test represented by the proprietary name listed in Appendix O. In some instances, the descriptor language of PLA codes may be identical and the code may only be differentiated by the listed proprietary name in Appendix O. When more than one PLA has an identical descriptor, the codes will be denoted by the symbol "â™“." All PLA tests will have assigned codes in the PLA section of the code set. Any PLA coded test(s) that satisfies Category I criteria and has been accepted by the CPT® Editorial Panel will be designated by the addition of the symbol "^" to the existing PLA code and will remain in the PLA section of the code set. If a proprietary test has already been accepted for a Category I code and a code has not been published, subsequent application for a PLA code will take precedence. The code will only be placed in the PLA section. The accuracy of a PLA code is to be maintained by the original applicant, or the current owner of the test kit or laboratory performing the proprietary test. A new PLA code is required when: 1. Additional nucleic acid (DNA or RNA) and/or protein analysis(es) are added to the current PLA test, or 2. The name of the PLA test has changed in association with changes in test performance or test characteristics. The addition or modification of the therapeutic applications of the test require submission of a code change application, but it may not require a new code number. | 0001U-0599U | https://www.aapc.com/codes/cpt-codes/0234U | 2025-10-27T17:41:28.716264Z
0235U | PTEN (phosphatase and tensin homolog) (eg, Cowden syndrome, PTEN hamartoma tumor syndrome), full gene analysis, including small sequence changes in exonic and intronic regions, deletions, duplications, mobile element insertions, and variants in non-uniquely mappable regions | This is a Proprietary Laboratory Analyses (PLA) code, meaning that the code applies to only one unique lab test made by a specific manufacturer or performed by a specific lab. Report 0235U for Genomic Unity® PTEN Analysis from Variantyx Inc. The test uses a blood or saliva specimen processed using a PCR free whole genome sequencing (WGS) platform with algorithmic data analysis to evaluate the phosphatase and tensin homolog (PTEN) gene for variants relevant to certain conditions such as hamartoma tumor syndrome. Explanation The lab analyst processes the blood or saliva specimen using a proprietary, automated testing platform that completes DNA extraction and sequencing, data analysis, and interpretation and reporting. The platform uses polymerase chain reaction (PCR) free whole genome sequencing (WGS) and algorithmic analysis using artificial intelligence and big data to identify many types of variants, such as small sequence mutations, duplications and deletions, and short tandem repeats. The test includes manual selection of reported variants based on relevance to the patient condition. This test reports any relevant findings in the phosphatase and tensin homolog (PTEN) gene. Although not limited to testing for a specific condition, clinicians may order this test to aid in the diagnosis of conditions such as hamartoma tumor syndrome, a condition characterized by formation of many hamartoma (benign) tumors due to lack of PTEN tumor suppression function. Clinicians may also use the test for familial genetic counseling for heritable disorders. Terminology Algorithm: A specific set of step–by–step calculations using defined inputs at each step to produce a useful output. Duplication and/or deletion: Increase and/or decrease in the normal copy number, which is two copies of a gene sequence. Mutation: An alteration in a deoxyribonucleic acid (DNA) sequence that may lead to pathologic changes in the organism. Short tandem repeat (STR): Units of a few nucleotides that repeat hundreds of times on a DNA strand. Tumor: An abnormal mass or other tissue growth that can be benign or cancerous. Variant: A gene that differs from the usual nucleic acid sequence due to events such as nucleotide deletions or insertions or substitutions; may cause conditions such as genetic disorders or cancer. Tips Use this code only for the appropriate proprietary test; report one unit of this code for a single specimen analyzed on a single date of service. Some payers may pay separately for collection of the specimen; check with the appropriate payer. Additional Info “U” codes are included in the CPT® code set to identify specific proprietary laboratory analyses (PLA) tests. PLA codes take precedence over the usual 80000 series codes for laboratory/pathology. Use this code only for the above–described test; do not report this test using any other CPT® code. PLA code descriptors follow existing code conventions when possible, and lab techniques used include multianalyte assays with algorithmic analyses (MAAA) and genomic sequencing procedures (GSP), among others. Read Less | Range Specific Guideline Proprietary laboratory analyses (PLA) codes describe proprietary clinical laboratory analyses and can be either provided by a single ("sole-source") laboratory or licensed or marketed to multiple providing laboratories (eg, cleared or approved by the Food and Drug Administration [FDA]). This subsection includes advanced diagnostic laboratory tests (ADLTs) and clinical diagnostic laboratory tests (CDLTs), as defined under the Protecting Access to Medicare Act (PAMA) of 2014. These analyses may include a range of medical laboratory tests including, but not limited to, multianalyte assays with algorithmic analyses (MAAA) and genomic sequencing procedures (GSP). The descriptor nomenclature follows, where possible, existing code conventions (eg, MAAA, GSP). Unless specifically noted, even though the Proprietary Laboratory Analyses section of the code set is located at the end of the Pathology and Laboratory section of the code set, a PLA code does not fulfill Category I code criteria. PLA codes are not required to fulfill the Category I criteria. The standards for inclusion in the PLA section are: The test must be commercially available in the United States for use on human specimens and The clinical laboratory or manufacturer that offers the test must request the code. For similar laboratory analyses that fulfill Category I criteria, see codes listed in the numeric 80000 series. When a PLA code is available to report a given proprietary laboratory service, that PLA code takes precedence. The service should not be reported with any other CPT® code(s) and other CPT® code(s) should not be used to report services that may be reported with that specific PLA code. These codes encompass all analytical services required for the analysis (eg, cell lysis, nucleic acid stabilization, extraction, digestion, amplification, hybridization and detection). For molecular analyses, additional procedures that are required prior to cell lysis (eg, microdissection [codes 88380 and 88381]) may be reported separately. Codes in this subsection are released on a quarterly basis to expedite dissemination for reporting. PLA codes will be published electronically on the AMA CPT® website (ama-assn.org/cpt-pla-codes), distributed via CPT® data files on a quarterly basis, and, at a minimum, made available in print annually in the CPT® codebook. See the Introduction section of the CPT® code set for a complete list of the dates of release and implementation. All codes that are included in this section are also included in Appendix O, with the procedure's proprietary name. In order to report a PLA code, the analysis performed must fulfill the code descriptor and must be the test represented by the proprietary name listed in Appendix O. In some instances, the descriptor language of PLA codes may be identical and the code may only be differentiated by the listed proprietary name in Appendix O. When more than one PLA has an identical descriptor, the codes will be denoted by the symbol "â™“." All PLA tests will have assigned codes in the PLA section of the code set. Any PLA coded test(s) that satisfies Category I criteria and has been accepted by the CPT® Editorial Panel will be designated by the addition of the symbol "^" to the existing PLA code and will remain in the PLA section of the code set. If a proprietary test has already been accepted for a Category I code and a code has not been published, subsequent application for a PLA code will take precedence. The code will only be placed in the PLA section. The accuracy of a PLA code is to be maintained by the original applicant, or the current owner of the test kit or laboratory performing the proprietary test. A new PLA code is required when: 1. Additional nucleic acid (DNA or RNA) and/or protein analysis(es) are added to the current PLA test, or 2. The name of the PLA test has changed in association with changes in test performance or test characteristics. The addition or modification of the therapeutic applications of the test require submission of a code change application, but it may not require a new code number. | 0001U-0599U | https://www.aapc.com/codes/cpt-codes/0235U | 2025-10-27T17:41:46.550955Z
0236U | SMN1 (survival of motor neuron 1, telomeric) and SMN2 (survival of motor neuron 2, centromeric) (eg, spinal muscular atrophy) full gene analysis, including small sequence changes in exonic and intronic regions, duplications, deletions, and mobile element insertions | This is a Proprietary Laboratory Analyses (PLA) code, meaning that the code applies to only one unique lab test made by a specific manufacturer or performed by a specific lab. Report 0236U for Genomic Unity® SMN1/2 Analysis from Variantyx Inc. The test uses a blood or saliva specimen processed using a PCR free whole genome sequencing (WGS) platform with algorithmic data analysis to evaluate the survival of motor neuron 1, telomeric (SMN1) and survival of motor neuron 2, centromeric (SMN2) genes for variants relevant to certain conditions such as spinal muscular atrophy. Explanation The lab analyst processes the blood or saliva specimen using a proprietary, automated testing platform that completes DNA extraction and sequencing, data analysis, and interpretation and reporting. The platform uses polymerase chain reaction (PCR) free whole genome sequencing (WGS) and algorithmic analysis using artificial intelligence and big data to identify many types of variants, such as small sequence mutations, duplications and deletions, and short tandem repeats. The test includes manual selection of reported variants based on relevance to the patient condition. This test reports any relevant findings in the survival of motor neuron 1, telomeric (SMN1) and survival of motor neuron 2, centromeric (SMN2) genes. Although not limited to testing for a specific condition, clinicians may order this test to aid in the diagnosis of neurological conditions such as spinal muscular atrophy, which is a heritable condition affecting spinal nerves that control voluntary muscle movement. Clinicians may also use the test for familial genetic counseling for heritable disorders. Terminology Algorithm: A specific set of step–by–step calculations using defined inputs at each step to produce a useful output. Atrophy: Reduction in the amount of tissue, for example, loss of muscle bulk. Duplication and/or deletion: Increase and/or decrease in the normal copy number, which is two copies of a gene sequence. Mutation: An alteration in a deoxyribonucleic acid (DNA) sequence that may lead to pathologic changes in the organism. Short tandem repeat (STR): Units of a few nucleotides that repeat hundreds of times on a DNA strand. Variant: A gene that differs from the usual nucleic acid sequence due to events such as nucleotide deletions or insertions or substitutions; may cause conditions such as genetic disorders or cancer. Tips Use this code only for the appropriate proprietary test; report one unit of this code for a single specimen analyzed on a single date of service. Some payers may pay separately for collection of the specimen; check with the appropriate payer. Additional Info “U” codes are included in the CPT® code set to identify specific proprietary laboratory analyses (PLA) tests. PLA codes take precedence over the usual 80000 series codes for laboratory/pathology. Use this code only for the above–described test; do not report this test using any other CPT® code. PLA code descriptors follow existing code conventions when possible, and lab techniques used include multianalyte assays with algorithmic analyses (MAAA) and genomic sequencing procedures (GSP), among others. Read Less | Range Specific Guideline Proprietary laboratory analyses (PLA) codes describe proprietary clinical laboratory analyses and can be either provided by a single ("sole-source") laboratory or licensed or marketed to multiple providing laboratories (eg, cleared or approved by the Food and Drug Administration [FDA]). This subsection includes advanced diagnostic laboratory tests (ADLTs) and clinical diagnostic laboratory tests (CDLTs), as defined under the Protecting Access to Medicare Act (PAMA) of 2014. These analyses may include a range of medical laboratory tests including, but not limited to, multianalyte assays with algorithmic analyses (MAAA) and genomic sequencing procedures (GSP). The descriptor nomenclature follows, where possible, existing code conventions (eg, MAAA, GSP). Unless specifically noted, even though the Proprietary Laboratory Analyses section of the code set is located at the end of the Pathology and Laboratory section of the code set, a PLA code does not fulfill Category I code criteria. PLA codes are not required to fulfill the Category I criteria. The standards for inclusion in the PLA section are: The test must be commercially available in the United States for use on human specimens and The clinical laboratory or manufacturer that offers the test must request the code. For similar laboratory analyses that fulfill Category I criteria, see codes listed in the numeric 80000 series. When a PLA code is available to report a given proprietary laboratory service, that PLA code takes precedence. The service should not be reported with any other CPT® code(s) and other CPT® code(s) should not be used to report services that may be reported with that specific PLA code. These codes encompass all analytical services required for the analysis (eg, cell lysis, nucleic acid stabilization, extraction, digestion, amplification, hybridization and detection). For molecular analyses, additional procedures that are required prior to cell lysis (eg, microdissection [codes 88380 and 88381]) may be reported separately. Codes in this subsection are released on a quarterly basis to expedite dissemination for reporting. PLA codes will be published electronically on the AMA CPT® website (ama-assn.org/cpt-pla-codes), distributed via CPT® data files on a quarterly basis, and, at a minimum, made available in print annually in the CPT® codebook. See the Introduction section of the CPT® code set for a complete list of the dates of release and implementation. All codes that are included in this section are also included in Appendix O, with the procedure's proprietary name. In order to report a PLA code, the analysis performed must fulfill the code descriptor and must be the test represented by the proprietary name listed in Appendix O. In some instances, the descriptor language of PLA codes may be identical and the code may only be differentiated by the listed proprietary name in Appendix O. When more than one PLA has an identical descriptor, the codes will be denoted by the symbol "â™“." All PLA tests will have assigned codes in the PLA section of the code set. Any PLA coded test(s) that satisfies Category I criteria and has been accepted by the CPT® Editorial Panel will be designated by the addition of the symbol "^" to the existing PLA code and will remain in the PLA section of the code set. If a proprietary test has already been accepted for a Category I code and a code has not been published, subsequent application for a PLA code will take precedence. The code will only be placed in the PLA section. The accuracy of a PLA code is to be maintained by the original applicant, or the current owner of the test kit or laboratory performing the proprietary test. A new PLA code is required when: 1. Additional nucleic acid (DNA or RNA) and/or protein analysis(es) are added to the current PLA test, or 2. The name of the PLA test has changed in association with changes in test performance or test characteristics. The addition or modification of the therapeutic applications of the test require submission of a code change application, but it may not require a new code number. | 0001U-0599U | https://www.aapc.com/codes/cpt-codes/0236U | 2025-10-27T17:42:04.168949Z
0237U | Cardiac ion channelopathies (eg, Brugada syndrome, long QT syndrome, short QT syndrome, catecholaminergic polymorphic ventricular tachycardia), genomic sequence analysis panel including ANK2, CASQ2, CAV3, KCNE1, KCNE2, KCNH2, KCNJ2, KCNQ1, RYR2, and SCN5A, including small sequence changes in exonic and intronic regions, deletions, duplications, mobile element insertions, and variants in non-uniquely mappable regions | This is a Proprietary Laboratory Analyses (PLA) code, meaning that the code applies to only one unique lab test made by a specific manufacturer or performed by a specific lab. Report 0237U for Genomic Unity® Cardiac Ion Channelopathies Analysis from Variantyx Inc. The test uses a blood or saliva specimen processed using a PCR free whole genome sequencing (WGS) platform with algorithmic data analysis to evaluate the 10 genes listed in the code for variants relevant to certain cardiac ion channelopathy conditions, which are genetic disorders involving disturbance of cardiac ion channel function that results in altered electrical signals to the heart and leads to various forms of arrhythmia. Explanation The lab analyst processes the blood or saliva specimen using a proprietary, automated testing platform that completes DNA extraction and sequencing, data analysis, and interpretation and reporting. The platform uses polymerase chain reaction (PCR) free whole genome sequencing (WGS) and algorithmic analysis using artificial intelligence and big data to identify many types of variants, such as small sequence mutations, duplications and deletions, and short tandem repeats. The test includes manual selection of reported variants based on relevance to the patient condition. This test reports any relevant findings in the ANK2, CASQ2, CAV3, KCNE1, KCNE2, KCNH2, KCNJ2, KCNQ1, RYR2, and SCN5A genes. Although not limited to testing for a specific condition, clinicians may order this test to aid in the diagnosis of cardiac ion channelopathies such as long and short QT syndrome, atrial fibrillation, idiopathic ventricular fibrillation, hypertrophic cardiomyopathy, Brugada syndrome, Jervell and Lange–Nielsen syndrome, and Romano–Ward syndrome. Clinicians may also use the test for familial genetic counseling for heritable disorders. Terminology Algorithm: A specific set of step–by–step calculations using defined inputs at each step to produce a useful output. Arrhythmia: Irregular rate or rhythm of the heartbeat. Duplication and/or deletion: Increase and/or decrease in the normal copy number, which is two copies of a gene sequence. Mutation: An alteration in a deoxyribonucleic acid (DNA) sequence that may lead to pathologic changes in the organism. Short tandem repeat (STR): Units of a few nucleotides that repeat hundreds of times on a DNA strand. Variant: A gene that differs from the usual nucleic acid sequence due to events such as nucleotide deletions or insertions or substitutions; may cause conditions such as genetic disorders or cancer. Tips Use this code only for the appropriate proprietary test; report one unit of this code for a single specimen analyzed on a single date of service. Some payers may pay separately for collection of the specimen; check with the appropriate payer. Additional Info “U” codes are included in the CPT® code set to identify specific proprietary laboratory analyses (PLA) tests. PLA codes take precedence over the usual 80000 series codes for laboratory/pathology. Use this code only for the above–described test; do not report this test using any other CPT® code. PLA code descriptors follow existing code conventions when possible, and lab techniques used include multianalyte assays with algorithmic analyses (MAAA) and genomic sequencing procedures (GSP), among others. Read Less | Range Specific Guideline Proprietary laboratory analyses (PLA) codes describe proprietary clinical laboratory analyses and can be either provided by a single ("sole-source") laboratory or licensed or marketed to multiple providing laboratories (eg, cleared or approved by the Food and Drug Administration [FDA]). This subsection includes advanced diagnostic laboratory tests (ADLTs) and clinical diagnostic laboratory tests (CDLTs), as defined under the Protecting Access to Medicare Act (PAMA) of 2014. These analyses may include a range of medical laboratory tests including, but not limited to, multianalyte assays with algorithmic analyses (MAAA) and genomic sequencing procedures (GSP). The descriptor nomenclature follows, where possible, existing code conventions (eg, MAAA, GSP). Unless specifically noted, even though the Proprietary Laboratory Analyses section of the code set is located at the end of the Pathology and Laboratory section of the code set, a PLA code does not fulfill Category I code criteria. PLA codes are not required to fulfill the Category I criteria. The standards for inclusion in the PLA section are: The test must be commercially available in the United States for use on human specimens and The clinical laboratory or manufacturer that offers the test must request the code. For similar laboratory analyses that fulfill Category I criteria, see codes listed in the numeric 80000 series. When a PLA code is available to report a given proprietary laboratory service, that PLA code takes precedence. The service should not be reported with any other CPT® code(s) and other CPT® code(s) should not be used to report services that may be reported with that specific PLA code. These codes encompass all analytical services required for the analysis (eg, cell lysis, nucleic acid stabilization, extraction, digestion, amplification, hybridization and detection). For molecular analyses, additional procedures that are required prior to cell lysis (eg, microdissection [codes 88380 and 88381]) may be reported separately. Codes in this subsection are released on a quarterly basis to expedite dissemination for reporting. PLA codes will be published electronically on the AMA CPT® website (ama-assn.org/cpt-pla-codes), distributed via CPT® data files on a quarterly basis, and, at a minimum, made available in print annually in the CPT® codebook. See the Introduction section of the CPT® code set for a complete list of the dates of release and implementation. All codes that are included in this section are also included in Appendix O, with the procedure's proprietary name. In order to report a PLA code, the analysis performed must fulfill the code descriptor and must be the test represented by the proprietary name listed in Appendix O. In some instances, the descriptor language of PLA codes may be identical and the code may only be differentiated by the listed proprietary name in Appendix O. When more than one PLA has an identical descriptor, the codes will be denoted by the symbol "â™“." All PLA tests will have assigned codes in the PLA section of the code set. Any PLA coded test(s) that satisfies Category I criteria and has been accepted by the CPT® Editorial Panel will be designated by the addition of the symbol "^" to the existing PLA code and will remain in the PLA section of the code set. If a proprietary test has already been accepted for a Category I code and a code has not been published, subsequent application for a PLA code will take precedence. The code will only be placed in the PLA section. The accuracy of a PLA code is to be maintained by the original applicant, or the current owner of the test kit or laboratory performing the proprietary test. A new PLA code is required when: 1. Additional nucleic acid (DNA or RNA) and/or protein analysis(es) are added to the current PLA test, or 2. The name of the PLA test has changed in association with changes in test performance or test characteristics. The addition or modification of the therapeutic applications of the test require submission of a code change application, but it may not require a new code number. | 0001U-0599U | https://www.aapc.com/codes/cpt-codes/0237U | 2025-10-27T17:42:21.989260Z
0238U | Oncology (Lynch syndrome), genomic DNA sequence analysis of MLH1, MSH2, MSH6, PMS2, and EPCAM, including small sequence changes in exonic and intronic regions, deletions, duplications, mobile element insertions, and variants in non-uniquely mappable regions | This is a Proprietary Laboratory Analyses (PLA) code, meaning that the code applies to only one unique lab test made by a specific manufacturer or performed by a specific lab. Report 0238U for Genomic Unity® Lynch Syndrome Analysis from Variantyx Inc. The test uses a blood or saliva specimen processed using a PCR free whole genome sequencing (WGS) platform with algorithmic data analysis to evaluate the five genes listed in the code for variants relevant to Lynch syndrome, also called hereditary non–polyposis colorectal cancer (HNPCC). Explanation The lab analyst processes the blood or saliva specimen using a proprietary, automated testing platform that completes DNA extraction and sequencing, data analysis, and interpretation and reporting. The platform uses polymerase chain reaction (PCR) free whole genome sequencing (WGS) and algorithmic analysis using artificial intelligence and big data to identify many types of variants, such as small sequence mutations, duplications and deletions, and short tandem repeats. The test includes manual selection of reported variants based on relevance to the patient condition. This test reports any relevant findings in the MLH1, MSH2, MSH6, PMS2, and EPCAM genes. Although not limited to testing for a specific condition, clinicians may order this test to aid in the diagnosis of Lynch syndrome, also called hereditary non–polyposis colorectal cancer (HNPCC), which predisposes an individual to colorectal cancer. Clinicians may also use the test for familial genetic counseling for heritable disorders. Terminology Algorithm: A specific set of step–by–step calculations using defined inputs at each step to produce a useful output. Colorectal cancer: Pertaining to cancers of the colon (large intestine) and the rectum (the distal portion of the large intestines or bowel). Duplication and/or deletion: Increase and/or decrease in the normal copy number, which is two copies of a gene sequence. Mutation: An alteration in a deoxyribonucleic acid (DNA) sequence that may lead to pathologic changes in the organism. Short tandem repeat (STR): Units of a few nucleotides that repeat hundreds of times on a DNA strand. Variant: A gene that differs from the usual nucleic acid sequence due to events such as nucleotide deletions or insertions or substitutions; may cause conditions such as genetic disorders or cancer. Tips Use this code only for the appropriate proprietary test; report one unit of this code for a single specimen analyzed on a single date of service. Some payers may pay separately for collection of the specimen; check with the appropriate payer. Additional Info “U” codes are included in the CPT® code set to identify specific proprietary laboratory analyses (PLA) tests. PLA codes take precedence over the usual 80000 series codes for laboratory/pathology. Use this code only for the above–described test; do not report this test using any other CPT® code. PLA code descriptors follow existing code conventions when possible, and lab techniques used include multianalyte assays with algorithmic analyses (MAAA) and genomic sequencing procedures (GSP), among others. Read Less | Range Specific Guideline Proprietary laboratory analyses (PLA) codes describe proprietary clinical laboratory analyses and can be either provided by a single ("sole-source") laboratory or licensed or marketed to multiple providing laboratories (eg, cleared or approved by the Food and Drug Administration [FDA]). This subsection includes advanced diagnostic laboratory tests (ADLTs) and clinical diagnostic laboratory tests (CDLTs), as defined under the Protecting Access to Medicare Act (PAMA) of 2014. These analyses may include a range of medical laboratory tests including, but not limited to, multianalyte assays with algorithmic analyses (MAAA) and genomic sequencing procedures (GSP). The descriptor nomenclature follows, where possible, existing code conventions (eg, MAAA, GSP). Unless specifically noted, even though the Proprietary Laboratory Analyses section of the code set is located at the end of the Pathology and Laboratory section of the code set, a PLA code does not fulfill Category I code criteria. PLA codes are not required to fulfill the Category I criteria. The standards for inclusion in the PLA section are: The test must be commercially available in the United States for use on human specimens and The clinical laboratory or manufacturer that offers the test must request the code. For similar laboratory analyses that fulfill Category I criteria, see codes listed in the numeric 80000 series. When a PLA code is available to report a given proprietary laboratory service, that PLA code takes precedence. The service should not be reported with any other CPT® code(s) and other CPT® code(s) should not be used to report services that may be reported with that specific PLA code. These codes encompass all analytical services required for the analysis (eg, cell lysis, nucleic acid stabilization, extraction, digestion, amplification, hybridization and detection). For molecular analyses, additional procedures that are required prior to cell lysis (eg, microdissection [codes 88380 and 88381]) may be reported separately. Codes in this subsection are released on a quarterly basis to expedite dissemination for reporting. PLA codes will be published electronically on the AMA CPT® website (ama-assn.org/cpt-pla-codes), distributed via CPT® data files on a quarterly basis, and, at a minimum, made available in print annually in the CPT® codebook. See the Introduction section of the CPT® code set for a complete list of the dates of release and implementation. All codes that are included in this section are also included in Appendix O, with the procedure's proprietary name. In order to report a PLA code, the analysis performed must fulfill the code descriptor and must be the test represented by the proprietary name listed in Appendix O. In some instances, the descriptor language of PLA codes may be identical and the code may only be differentiated by the listed proprietary name in Appendix O. When more than one PLA has an identical descriptor, the codes will be denoted by the symbol "â™“." All PLA tests will have assigned codes in the PLA section of the code set. Any PLA coded test(s) that satisfies Category I criteria and has been accepted by the CPT® Editorial Panel will be designated by the addition of the symbol "^" to the existing PLA code and will remain in the PLA section of the code set. If a proprietary test has already been accepted for a Category I code and a code has not been published, subsequent application for a PLA code will take precedence. The code will only be placed in the PLA section. The accuracy of a PLA code is to be maintained by the original applicant, or the current owner of the test kit or laboratory performing the proprietary test. A new PLA code is required when: 1. Additional nucleic acid (DNA or RNA) and/or protein analysis(es) are added to the current PLA test, or 2. The name of the PLA test has changed in association with changes in test performance or test characteristics. The addition or modification of the therapeutic applications of the test require submission of a code change application, but it may not require a new code number. | 0001U-0599U | https://www.aapc.com/codes/cpt-codes/0238U | 2025-10-27T17:42:40.274080Z
0239U | Targeted genomic sequence analysis panel, solid organ neoplasm, cell-free DNA, analysis of 311 or more genes, interrogation for sequence variants, including substitutions, insertions, deletions, select rearrangements, and copy number variations | This is a Proprietary Laboratory Analyses (PLA) code, meaning that the code applies to only one unique lab test made by a specific manufacturer or performed by a specific lab. Report 0239U for FoundationOne® Liquid CDx from Foundation Medicine Inc. The test uses a next generation sequencing targeted sequence analysis panel to evaluate cell–free DNA from a blood specimen for 311 or more genes associated with solid–organ tumors. Explanation The lab analyst processes the blood specimen from a cancer patient to isolate circulating cell–free DNA for analysis. The test uses next generation sequencing involving high throughput hybrid–capture technology to evaluate at least 311 genes for variants such as single nucleotide polymorphisms (SNPS), and insertions or deletions (indels), plus rearrangement or copy number variants for certain genes. Although not limited to testing for a specific condition, clinicians may order this test as a companion diagnostic tool to indicate clinical usefulness of specific targeted therapies for solid tumors. For instance, the test results may identify specific therapies for cancers such as non–small cell lung cancer and prostate cancer. The test also provides tumor mutation profiling that clinicians can use to help guide treatment options. Terminology Duplication and/or deletion: Increase and/or decrease in the normal copy number, which is two copies of a gene sequence. Mutation: An alteration in a deoxyribonucleic acid (DNA) sequence that may lead to pathologic changes in the organism. Variant: A gene that differs from the usual nucleic acid sequence due to events such as nucleotide deletions or insertions or substitutions; may cause conditions such as genetic disorders or cancer. Tips For similar testing performed on a formalin fixed paraffin embedded (FFPE) tissue specimen instead of blood, see 0037U. Use this code only for the appropriate proprietary test; report one unit of this code for a single specimen analyzed on a single date of service. Some payers may pay separately for collection of the specimen; check with the appropriate payer. Additional Info “U” codes are included in the CPT® code set to identify specific proprietary laboratory analyses (PLA) tests. PLA codes take precedence over the usual 80000 series codes for laboratory/pathology. Use this code only for the above–described test; do not report this test using any other CPT® code. PLA code descriptors follow existing code conventions when possible, and lab techniques used include multianalyte assays with algorithmic analyses (MAAA) and genomic sequencing procedures (GSP), among others. Read Less | Range Specific Guideline Proprietary laboratory analyses (PLA) codes describe proprietary clinical laboratory analyses and can be either provided by a single ("sole-source") laboratory or licensed or marketed to multiple providing laboratories (eg, cleared or approved by the Food and Drug Administration [FDA]). This subsection includes advanced diagnostic laboratory tests (ADLTs) and clinical diagnostic laboratory tests (CDLTs), as defined under the Protecting Access to Medicare Act (PAMA) of 2014. These analyses may include a range of medical laboratory tests including, but not limited to, multianalyte assays with algorithmic analyses (MAAA) and genomic sequencing procedures (GSP). The descriptor nomenclature follows, where possible, existing code conventions (eg, MAAA, GSP). Unless specifically noted, even though the Proprietary Laboratory Analyses section of the code set is located at the end of the Pathology and Laboratory section of the code set, a PLA code does not fulfill Category I code criteria. PLA codes are not required to fulfill the Category I criteria. The standards for inclusion in the PLA section are: The test must be commercially available in the United States for use on human specimens and The clinical laboratory or manufacturer that offers the test must request the code. For similar laboratory analyses that fulfill Category I criteria, see codes listed in the numeric 80000 series. When a PLA code is available to report a given proprietary laboratory service, that PLA code takes precedence. The service should not be reported with any other CPT® code(s) and other CPT® code(s) should not be used to report services that may be reported with that specific PLA code. These codes encompass all analytical services required for the analysis (eg, cell lysis, nucleic acid stabilization, extraction, digestion, amplification, hybridization and detection). For molecular analyses, additional procedures that are required prior to cell lysis (eg, microdissection [codes 88380 and 88381]) may be reported separately. Codes in this subsection are released on a quarterly basis to expedite dissemination for reporting. PLA codes will be published electronically on the AMA CPT® website (ama-assn.org/cpt-pla-codes), distributed via CPT® data files on a quarterly basis, and, at a minimum, made available in print annually in the CPT® codebook. See the Introduction section of the CPT® code set for a complete list of the dates of release and implementation. All codes that are included in this section are also included in Appendix O, with the procedure's proprietary name. In order to report a PLA code, the analysis performed must fulfill the code descriptor and must be the test represented by the proprietary name listed in Appendix O. In some instances, the descriptor language of PLA codes may be identical and the code may only be differentiated by the listed proprietary name in Appendix O. When more than one PLA has an identical descriptor, the codes will be denoted by the symbol "â™“." All PLA tests will have assigned codes in the PLA section of the code set. Any PLA coded test(s) that satisfies Category I criteria and has been accepted by the CPT® Editorial Panel will be designated by the addition of the symbol "^" to the existing PLA code and will remain in the PLA section of the code set. If a proprietary test has already been accepted for a Category I code and a code has not been published, subsequent application for a PLA code will take precedence. The code will only be placed in the PLA section. The accuracy of a PLA code is to be maintained by the original applicant, or the current owner of the test kit or laboratory performing the proprietary test. A new PLA code is required when: 1. Additional nucleic acid (DNA or RNA) and/or protein analysis(es) are added to the current PLA test, or 2. The name of the PLA test has changed in association with changes in test performance or test characteristics. The addition or modification of the therapeutic applications of the test require submission of a code change application, but it may not require a new code number. | 0001U-0599U | https://www.aapc.com/codes/cpt-codes/0239U | 2025-10-27T17:42:58.346681Z
0242U | Targeted genomic sequence analysis panel, solid organ neoplasm, cell-free circulating DNA analysis of 55-74 genes, interrogation for sequence variants, gene copy number amplifications, and gene rearrangements | This is a Proprietary Laboratory Analyses (PLA) code, meaning that the code applies to only one unique lab test made by a specific manufacturer or performed by a specific lab. Report 0242U for Guardant360® CDx from Guardant Health, Inc. The test uses next generation sequencing (NGS) to evaluate cell–free DNA from a blood specimen for 55–74 genes associated with solid–organ tumors. Explanation The lab analyst processes the blood specimen from a cancer patient to isolate circulating cell–free DNA for analysis, which is a procedure sometimes called a liquid biopsy. The test uses next generation sequencing (NGS) involving secured digital sequencing technology to evaluate 55–74 genes for variants such as single nucleotide variants (SNVs), insertions or deletions (indels), and rearrangement or copy number variants for certain genes. Although not limited to testing for a specific condition, clinicians may order this test for tumor mutation profiling for patients with any solid tumor. The test results can help clinicians customize approved therapies and clinical trials available to the patient based on specific mutations present. Guardant360® CDx is also FDA approved as a companion diagnostic for non–small cell lung cancer (NSCLC) patients to identify who may benefit from treatment with Tagrisso® (osimertinib) based on specific mutations in the epidermal growth factor receptor (EGFR) gene. Terminology Cell–free DNA (cfDNA): Nonencapsulated DNA in the form of nucleic acid fragments that enter the bloodstream during apoptosis (programmed, or normal, cell death) or necrosis (cell death due to loss of blood supply from injury, radiation, or chemicals). Deoxyribonucleic acid (DNA): A form of nucleic acid that consists of a sequence of specific biological chemicals (nucleotides) which carry genetic information. Duplication and/or deletion: Increase and/or decrease in the normal copy number, which is two copies of a gene sequence. Gene: Specific nucleic acid sequence associated with a unique function in the body such as production of a specific protein. Mutation: An alteration in a deoxyribonucleic acid (DNA) sequence that may lead to pathologic changes in the organism. Tumor: An abnormal mass or other tissue growth that can be benign or cancerous. Variant: A gene that differs from the usual nucleic acid sequence due to events such as nucleotide deletions or insertions or substitutions; may cause conditions such as genetic disorders or cancer. Tips For a similar liquid biopsy PLA test by a different lab, see 0239U. Use this code only for the appropriate proprietary test; report one unit of this code for a single specimen analyzed on a single date of service. Some payers may pay separately for collection of the specimen; check with the appropriate payer. Additional Info “U” codes are included in the CPT® code set to identify specific proprietary laboratory analyses (PLA) tests. PLA codes take precedence over the usual 80000 series codes for laboratory/pathology. Use this code only for the above–described test; do not report this test using any other CPT® code. PLA code descriptors follow existing code conventions when possible, and lab techniques used include multianalyte assays with algorithmic analyses (MAAA) and genomic sequencing procedures (GSP), among others. Read Less | Range Specific Guideline Proprietary laboratory analyses (PLA) codes describe proprietary clinical laboratory analyses and can be either provided by a single ("sole-source") laboratory or licensed or marketed to multiple providing laboratories (eg, cleared or approved by the Food and Drug Administration [FDA]). This subsection includes advanced diagnostic laboratory tests (ADLTs) and clinical diagnostic laboratory tests (CDLTs), as defined under the Protecting Access to Medicare Act (PAMA) of 2014. These analyses may include a range of medical laboratory tests including, but not limited to, multianalyte assays with algorithmic analyses (MAAA) and genomic sequencing procedures (GSP). The descriptor nomenclature follows, where possible, existing code conventions (eg, MAAA, GSP). Unless specifically noted, even though the Proprietary Laboratory Analyses section of the code set is located at the end of the Pathology and Laboratory section of the code set, a PLA code does not fulfill Category I code criteria. PLA codes are not required to fulfill the Category I criteria. The standards for inclusion in the PLA section are: The test must be commercially available in the United States for use on human specimens and The clinical laboratory or manufacturer that offers the test must request the code. For similar laboratory analyses that fulfill Category I criteria, see codes listed in the numeric 80000 series. When a PLA code is available to report a given proprietary laboratory service, that PLA code takes precedence. The service should not be reported with any other CPT® code(s) and other CPT® code(s) should not be used to report services that may be reported with that specific PLA code. These codes encompass all analytical services required for the analysis (eg, cell lysis, nucleic acid stabilization, extraction, digestion, amplification, hybridization and detection). For molecular analyses, additional procedures that are required prior to cell lysis (eg, microdissection [codes 88380 and 88381]) may be reported separately. Codes in this subsection are released on a quarterly basis to expedite dissemination for reporting. PLA codes will be published electronically on the AMA CPT® website (ama-assn.org/cpt-pla-codes), distributed via CPT® data files on a quarterly basis, and, at a minimum, made available in print annually in the CPT® codebook. See the Introduction section of the CPT® code set for a complete list of the dates of release and implementation. All codes that are included in this section are also included in Appendix O, with the procedure's proprietary name. In order to report a PLA code, the analysis performed must fulfill the code descriptor and must be the test represented by the proprietary name listed in Appendix O. In some instances, the descriptor language of PLA codes may be identical and the code may only be differentiated by the listed proprietary name in Appendix O. When more than one PLA has an identical descriptor, the codes will be denoted by the symbol "â™“." All PLA tests will have assigned codes in the PLA section of the code set. Any PLA coded test(s) that satisfies Category I criteria and has been accepted by the CPT® Editorial Panel will be designated by the addition of the symbol "^" to the existing PLA code and will remain in the PLA section of the code set. If a proprietary test has already been accepted for a Category I code and a code has not been published, subsequent application for a PLA code will take precedence. The code will only be placed in the PLA section. The accuracy of a PLA code is to be maintained by the original applicant, or the current owner of the test kit or laboratory performing the proprietary test. A new PLA code is required when: 1. Additional nucleic acid (DNA or RNA) and/or protein analysis(es) are added to the current PLA test, or 2. The name of the PLA test has changed in association with changes in test performance or test characteristics. The addition or modification of the therapeutic applications of the test require submission of a code change application, but it may not require a new code number. | 0001U-0599U | https://www.aapc.com/codes/cpt-codes/0242U | 2025-10-27T17:43:21.171150Z
0243U | Obstetrics (preeclampsia), biochemical assay of placental-growth factor, time-resolved fluorescence immunoassay, maternal serum, predictive algorithm reported as a risk score for preeclampsia | This is a Proprietary Laboratory Analyses (PLA) code, meaning that the code applies to only one unique lab test made by a specific manufacturer or performed by a specific lab. Report 0243U to be reported only for PlGF Preeclampsia Screen by PerkinElmer Genetics, Inc. The test uses time–resolved fluorescence immunoassay to determine the level of placental growth factor (PlGF) in a maternal serum specimen at specific time(s) during pregnancy, and evaluates the results using a proprietary algorithm to report a risk score for the patient developing preeclampsia. Explanation The lab analyst processes the blood specimen from a pregnant patient during the first, second, or third trimester to determine the serum level of placental growth factor (PlGF), which is involved in blood vessel and placenta formation. The test is performed on an automated platform that uses a fluorescence–tagged antibody that binds with the target PlGF molecule in the specimen. The time–resolved fluorescence allows the instrument to reduce background noise, resulting in more accurate measurement of PlGF levels. Although not limited to testing for a specific condition, clinicians may order this test during the first, second, and/or third trimester to predict the likelihood that the patient will develop or is developing preeclampsia. The condition is characterized by high blood pressure and protein in the urine and may lead to a more severe condition, eclampsia, that may involve seizures, kidney, or liver damage, and require pre–term delivery of the baby. Assay results in the first trimester may identify patients at risk of developing preeclampsia later in the pregnancy, and assay results during the second and third trimester may identify the onset of preeclampsia and provide an opportunity for treatment interventions. Terminology Preeclampsia: A marked elevation of blood pressure and increased urine protein after the twentieth week of pregnancy. Tips Use this code only for the appropriate proprietary test; report one unit of this code for a single specimen analyzed on a single date of service. Some payers may pay separately for collection of the specimen; check with the appropriate payer. Additional Info “U” codes are included in the CPT® code set to identify specific proprietary laboratory analyses (PLA) tests. PLA codes take precedence over the usual 80000 series codes for laboratory/pathology. Use this code only for the above–described test; do not report this test using any other CPT® code. PLA code descriptors follow existing code conventions when possible, and lab techniques used include multianalyte assays with algorithmic analyses (MAAA) and genomic sequencing procedures (GSP), among others. Read Less | Range Specific Guideline Proprietary laboratory analyses (PLA) codes describe proprietary clinical laboratory analyses and can be either provided by a single ("sole-source") laboratory or licensed or marketed to multiple providing laboratories (eg, cleared or approved by the Food and Drug Administration [FDA]). This subsection includes advanced diagnostic laboratory tests (ADLTs) and clinical diagnostic laboratory tests (CDLTs), as defined under the Protecting Access to Medicare Act (PAMA) of 2014. These analyses may include a range of medical laboratory tests including, but not limited to, multianalyte assays with algorithmic analyses (MAAA) and genomic sequencing procedures (GSP). The descriptor nomenclature follows, where possible, existing code conventions (eg, MAAA, GSP). Unless specifically noted, even though the Proprietary Laboratory Analyses section of the code set is located at the end of the Pathology and Laboratory section of the code set, a PLA code does not fulfill Category I code criteria. PLA codes are not required to fulfill the Category I criteria. The standards for inclusion in the PLA section are: The test must be commercially available in the United States for use on human specimens and The clinical laboratory or manufacturer that offers the test must request the code. For similar laboratory analyses that fulfill Category I criteria, see codes listed in the numeric 80000 series. When a PLA code is available to report a given proprietary laboratory service, that PLA code takes precedence. The service should not be reported with any other CPT® code(s) and other CPT® code(s) should not be used to report services that may be reported with that specific PLA code. These codes encompass all analytical services required for the analysis (eg, cell lysis, nucleic acid stabilization, extraction, digestion, amplification, hybridization and detection). For molecular analyses, additional procedures that are required prior to cell lysis (eg, microdissection [codes 88380 and 88381]) may be reported separately. Codes in this subsection are released on a quarterly basis to expedite dissemination for reporting. PLA codes will be published electronically on the AMA CPT® website (ama-assn.org/cpt-pla-codes), distributed via CPT® data files on a quarterly basis, and, at a minimum, made available in print annually in the CPT® codebook. See the Introduction section of the CPT® code set for a complete list of the dates of release and implementation. All codes that are included in this section are also included in Appendix O, with the procedure's proprietary name. In order to report a PLA code, the analysis performed must fulfill the code descriptor and must be the test represented by the proprietary name listed in Appendix O. In some instances, the descriptor language of PLA codes may be identical and the code may only be differentiated by the listed proprietary name in Appendix O. When more than one PLA has an identical descriptor, the codes will be denoted by the symbol "â™“." All PLA tests will have assigned codes in the PLA section of the code set. Any PLA coded test(s) that satisfies Category I criteria and has been accepted by the CPT® Editorial Panel will be designated by the addition of the symbol "^" to the existing PLA code and will remain in the PLA section of the code set. If a proprietary test has already been accepted for a Category I code and a code has not been published, subsequent application for a PLA code will take precedence. The code will only be placed in the PLA section. The accuracy of a PLA code is to be maintained by the original applicant, or the current owner of the test kit or laboratory performing the proprietary test. A new PLA code is required when: 1. Additional nucleic acid (DNA or RNA) and/or protein analysis(es) are added to the current PLA test, or 2. The name of the PLA test has changed in association with changes in test performance or test characteristics. The addition or modification of the therapeutic applications of the test require submission of a code change application, but it may not require a new code number. | 0001U-0599U | https://www.aapc.com/codes/cpt-codes/0243U | 2025-10-27T17:43:38.940390Z
0244U | Oncology (solid organ), DNA, comprehensive genomic profiling, 257 genes, interrogation for single-nucleotide variants, insertions/deletions, copy number alterations, gene rearrangements, tumor-mutational burden and microsatellite instability, utilizing formalin-fixed paraffin-embedded tumor tissue | This is a Proprietary Laboratory Analyses (PLA) code, meaning that the code applies to only one unique lab test made by a specific manufacturer or performed by a specific lab. Report code 0244U for Oncotype MAP™ PanCancer Tissue Test by Paradigm Diagnostics, Inc., now offered by Exact Sciences, which uses genomic sequence analysis of a solid tumor tissue specimen for 257 genes associated with solid–organ tumors to guide clinical treatment. Explanation The lab analyst performs a tumor profiling panel on a formalin–fixed paraffin–embedded tissue (FFPE) specimen from a solid tumor using next generation sequencing (NGS). The assay targets 257 cancer–related genes for clinically significant variations involving single–nucleotide variants (SNVs), insertions and deletions (indels), copy number changes, gene rearrangements, microsatellite instability, and tumor–mutational burden. Although not limited to testing for a specific condition, clinicians may order this test for tumor mutation profiling for patients with any type of solid tumor to help identify clinically significant mutations. Specifically, clinicians may use this test for patients with advanced, metastatic, recurrent, or refractory cancer. The test provides a report identifying tumor mutations and includes recommendations for targeted therapies or clinical trials based on actionable biomarkers identified. Terminology Duplication and/or deletion: Increase and/or decrease in the normal copy number, which is two copies of a gene sequence. Gene: Specific nucleic acid sequence associated with a unique function in the body such as production of a specific protein. Mutation: An alteration in a deoxyribonucleic acid (DNA) sequence that may lead to pathologic changes in the organism. Tumor: An abnormal mass or other tissue growth that can be benign or cancerous. Variant: A gene that differs from the usual nucleic acid sequence due to events such as nucleotide deletions or insertions or substitutions; may cause conditions such as genetic disorders or cancer. Tips Use this code only for the appropriate proprietary test; report one unit of this code for a single specimen analyzed on a single date of service. You may separately report prep work that precedes cell lysis, when documented. Additional Info “U” codes are included in the CPT® code set to identify specific proprietary laboratory analyses (PLA) tests. PLA codes take precedence over the usual 80000 series codes for laboratory/pathology. Use this code only for the above–described test; do not report this test using any other CPT® code. PLA code descriptors follow existing code conventions when possible, and lab techniques used include multianalyte assays with algorithmic analyses (MAAA) and genomic sequencing procedures (GSP), among others. Read Less | Range Specific Guideline Proprietary laboratory analyses (PLA) codes describe proprietary clinical laboratory analyses and can be either provided by a single ("sole-source") laboratory or licensed or marketed to multiple providing laboratories (eg, cleared or approved by the Food and Drug Administration [FDA]). This subsection includes advanced diagnostic laboratory tests (ADLTs) and clinical diagnostic laboratory tests (CDLTs), as defined under the Protecting Access to Medicare Act (PAMA) of 2014. These analyses may include a range of medical laboratory tests including, but not limited to, multianalyte assays with algorithmic analyses (MAAA) and genomic sequencing procedures (GSP). The descriptor nomenclature follows, where possible, existing code conventions (eg, MAAA, GSP). Unless specifically noted, even though the Proprietary Laboratory Analyses section of the code set is located at the end of the Pathology and Laboratory section of the code set, a PLA code does not fulfill Category I code criteria. PLA codes are not required to fulfill the Category I criteria. The standards for inclusion in the PLA section are: The test must be commercially available in the United States for use on human specimens and The clinical laboratory or manufacturer that offers the test must request the code. For similar laboratory analyses that fulfill Category I criteria, see codes listed in the numeric 80000 series. When a PLA code is available to report a given proprietary laboratory service, that PLA code takes precedence. The service should not be reported with any other CPT® code(s) and other CPT® code(s) should not be used to report services that may be reported with that specific PLA code. These codes encompass all analytical services required for the analysis (eg, cell lysis, nucleic acid stabilization, extraction, digestion, amplification, hybridization and detection). For molecular analyses, additional procedures that are required prior to cell lysis (eg, microdissection [codes 88380 and 88381]) may be reported separately. Codes in this subsection are released on a quarterly basis to expedite dissemination for reporting. PLA codes will be published electronically on the AMA CPT® website (ama-assn.org/cpt-pla-codes), distributed via CPT® data files on a quarterly basis, and, at a minimum, made available in print annually in the CPT® codebook. See the Introduction section of the CPT® code set for a complete list of the dates of release and implementation. All codes that are included in this section are also included in Appendix O, with the procedure's proprietary name. In order to report a PLA code, the analysis performed must fulfill the code descriptor and must be the test represented by the proprietary name listed in Appendix O. In some instances, the descriptor language of PLA codes may be identical and the code may only be differentiated by the listed proprietary name in Appendix O. When more than one PLA has an identical descriptor, the codes will be denoted by the symbol "â™“." All PLA tests will have assigned codes in the PLA section of the code set. Any PLA coded test(s) that satisfies Category I criteria and has been accepted by the CPT® Editorial Panel will be designated by the addition of the symbol "^" to the existing PLA code and will remain in the PLA section of the code set. If a proprietary test has already been accepted for a Category I code and a code has not been published, subsequent application for a PLA code will take precedence. The code will only be placed in the PLA section. The accuracy of a PLA code is to be maintained by the original applicant, or the current owner of the test kit or laboratory performing the proprietary test. A new PLA code is required when: 1. Additional nucleic acid (DNA or RNA) and/or protein analysis(es) are added to the current PLA test, or 2. The name of the PLA test has changed in association with changes in test performance or test characteristics. The addition or modification of the therapeutic applications of the test require submission of a code change application, but it may not require a new code number. | 0001U-0599U | https://www.aapc.com/codes/cpt-codes/0244U | 2025-10-27T17:43:56.992274Z
0245U | Oncology (thyroid), mutation analysis of 10 genes and 37 RNA fusions and expression of 4 mRNA markers using next-generation sequencing, fine needle aspirate, report includes associated risk of malignancy expressed as a percentage | This is a Proprietary Laboratory Analyses (PLA) code, meaning that the code describes only one unique lab test made by a specific manufacturer or performed by a specific lab. Code 0245U describes ThyGeNEXT® Thyroid Oncogene Panel by Interpace Diagnostics, which uses next generation sequencing (NGS) to analyze 10 genes, 37 RNA fusions, and expression of four mRNA markers to evaluate the risk that an indeterminate thyroid fine needle aspiration (FNA) specimen is malignant. Explanation The lab analyst uses next generation sequencing (NGS) to evaluate an FNA specimen for mutations in 10 genes, 37 RNA fusions, and expression of four mRNA markers that are associated with oncogenes that increase the risk of thyroid nodules becoming malignant. The test includes an algorithmic analysis of test results and patient data, making this a multianalyte assay with algorithmic analysis (MAAA) test. Although not limited to testing for a specific condition, clinicians may order this as a reflex test for patients with indeterminate thyroid nodule cytopathology using an FNA specimen. Clinicians often order this test along with 0018U to help determine the likelihood of thyroid cancer, identify possible aggressive forms, and help clinicians make the decision for thyroid surgery or other interventions. Terminology Algorithm: A specific set of step–by–step calculations using defined inputs at each step to produce a useful output. Cytopathology: Specialized study of cells to evaluate disease processes. Multianalyte assays with algorithmic analyses (MAAA): A set of codes generally unique to a single clinical laboratory or manufacture; they typically list all the analytic and algorithmic analysis for a type of disease, such a cancer; the type and number of analytes, such as proteins; the lab methods, such as immunoassay; the specimen type, such as blood; and the result type, such as prognostic risk score. Oncogene: A gene that can cause normal cells to change or mutate into abnormal or cancerous cells; oncogenes synthesize and regulate tumor–causing proteins called oncoproteins. Additional Info “U” codes are included in the CPT® code set to identify specific proprietary laboratory analyses (PLA) tests. PLA codes take precedence over the usual 80000 series codes for laboratory/pathology. Use this code only for the above–described test; do not report this test using any other CPT® code. PLA code descriptors follow existing code conventions when possible, and lab techniques used include multianalyte assays with algorithmic analyses (MAAA) and genomic sequencing procedures (GSP), among others. Read Less | Range Specific Guideline Proprietary laboratory analyses (PLA) codes describe proprietary clinical laboratory analyses and can be either provided by a single ("sole-source") laboratory or licensed or marketed to multiple providing laboratories (eg, cleared or approved by the Food and Drug Administration [FDA]). This subsection includes advanced diagnostic laboratory tests (ADLTs) and clinical diagnostic laboratory tests (CDLTs), as defined under the Protecting Access to Medicare Act (PAMA) of 2014. These analyses may include a range of medical laboratory tests including, but not limited to, multianalyte assays with algorithmic analyses (MAAA) and genomic sequencing procedures (GSP). The descriptor nomenclature follows, where possible, existing code conventions (eg, MAAA, GSP). Unless specifically noted, even though the Proprietary Laboratory Analyses section of the code set is located at the end of the Pathology and Laboratory section of the code set, a PLA code does not fulfill Category I code criteria. PLA codes are not required to fulfill the Category I criteria. The standards for inclusion in the PLA section are: The test must be commercially available in the United States for use on human specimens and The clinical laboratory or manufacturer that offers the test must request the code. For similar laboratory analyses that fulfill Category I criteria, see codes listed in the numeric 80000 series. When a PLA code is available to report a given proprietary laboratory service, that PLA code takes precedence. The service should not be reported with any other CPT® code(s) and other CPT® code(s) should not be used to report services that may be reported with that specific PLA code. These codes encompass all analytical services required for the analysis (eg, cell lysis, nucleic acid stabilization, extraction, digestion, amplification, hybridization and detection). For molecular analyses, additional procedures that are required prior to cell lysis (eg, microdissection [codes 88380 and 88381]) may be reported separately. Codes in this subsection are released on a quarterly basis to expedite dissemination for reporting. PLA codes will be published electronically on the AMA CPT® website (ama-assn.org/cpt-pla-codes), distributed via CPT® data files on a quarterly basis, and, at a minimum, made available in print annually in the CPT® codebook. See the Introduction section of the CPT® code set for a complete list of the dates of release and implementation. All codes that are included in this section are also included in Appendix O, with the procedure's proprietary name. In order to report a PLA code, the analysis performed must fulfill the code descriptor and must be the test represented by the proprietary name listed in Appendix O. In some instances, the descriptor language of PLA codes may be identical and the code may only be differentiated by the listed proprietary name in Appendix O. When more than one PLA has an identical descriptor, the codes will be denoted by the symbol "â™“." All PLA tests will have assigned codes in the PLA section of the code set. Any PLA coded test(s) that satisfies Category I criteria and has been accepted by the CPT® Editorial Panel will be designated by the addition of the symbol "^" to the existing PLA code and will remain in the PLA section of the code set. If a proprietary test has already been accepted for a Category I code and a code has not been published, subsequent application for a PLA code will take precedence. The code will only be placed in the PLA section. The accuracy of a PLA code is to be maintained by the original applicant, or the current owner of the test kit or laboratory performing the proprietary test. A new PLA code is required when: 1. Additional nucleic acid (DNA or RNA) and/or protein analysis(es) are added to the current PLA test, or 2. The name of the PLA test has changed in association with changes in test performance or test characteristics. The addition or modification of the therapeutic applications of the test require submission of a code change application, but it may not require a new code number. | 0001U-0599U | https://www.aapc.com/codes/cpt-codes/0245U | 2025-10-27T17:44:15.648231Z
0246U | Red blood cell antigen typing, DNA, genotyping of at least 16 blood groups with phenotype prediction of at least 51 red blood cell antigens | This is a Proprietary Laboratory Analyses (PLA) code, meaning that the code applies to only one unique lab test made by a specific manufacturer or performed by a specific lab. Report 0246U only for the PrecisionBlood™ test from San Diego Blood Bank using a specimen such as blood for genotype analysis of at least 16 blood groups involving the expression of at least 51 red blood cell antigens to help clinicians minimize adverse blood–type incompatibility reactions in blood transfusions or in pregnancy and newborns. Explanation The lab analyst performs a gene analysis panel using a patient blood specimen to evaluate genes for at least 16 blood groups such as ABO and Rh, including the [removed]phenotype) of at least 51 red blood cell antigens that can cause an adverse hemolytic reaction. The collecting provider may obtain the specimen from the patient as a separate procedure. The test uses a DNA sequencing method to characterize the blood type antigens and allow a precise match to available compatible blood for transfusion, or evaluation of maternal/fetal blood type incompatibility. Although not limited to testing for a specific condition, clinicians may order this test for any patient receiving a blood transfusion, including patients who receive multiple transfusions that increase hemolytic risk, or for tests involving adverse reactions in pregnancy and newborns. Blood group genotyping provides some advantages over traditional serology typing methods, which may be compromised by antibody interference, or weak antibody reactivity or antigen expression. Terminology Antigen: A foreign substance that the body reacts to with an immune response, such as producing a specific antibody. Blood group: A set of human red blood cell antigens that can determine compatibility in transfusion; the best known groups are the ABO system and the Rh system. Gene: Specific nucleic acid sequence associated with a unique function in the body such as production of a specific protein. Hemolysis: Destruction or lysis (rupture) of the red blood cell membrane, with the release of the red pigmented hemoglobin and other intracellular components into the surrounding environment. Phenotype: An observable trait based on how a gene is expressed. Red blood cells (RBCs): Also called erythrocytes, RBCs are one of three primary cell types in blood that primarily carries oxygen through the body on the hemoglobin molecule; the red–colored protein in the red blood cell that carries oxygen to the tissue and returns carbon dioxide to the lungs; RBCs have surface antigens that can form antibodies, typically through exposure via pregnancy or blood transfusion; at a future time, these antibodies can cause hemolytic anemia, killing fetal RBCs during pregnancy, or transfused RBCs during a blood transfusion, or possibly the patient’s own RBCs due to an autoimmune response. Tips Use this code only for the PrecisionBlood™ test from San Diego Blood Bank; report one unit of this code for a single specimen analyzed on a single date of service. Some payers may pay separately for collection of the specimen; check with the appropriate payer. Additional Info “U” codes are included in the CPT® code set to identify specific proprietary laboratory analyses (PLA) tests. PLA codes take precedence over the usual 80000 series codes for laboratory/pathology. Use this code only for the above–described test; do not report this test using any other CPT® code. PLA code descriptors follow existing code conventions when possible, and lab techniques used include multianalyte assays with algorithmic analyses (MAAA) and genomic sequencing procedures (GSP), among others. Read Less | Range Specific Guideline Proprietary laboratory analyses (PLA) codes describe proprietary clinical laboratory analyses and can be either provided by a single ("sole-source") laboratory or licensed or marketed to multiple providing laboratories (eg, cleared or approved by the Food and Drug Administration [FDA]). This subsection includes advanced diagnostic laboratory tests (ADLTs) and clinical diagnostic laboratory tests (CDLTs), as defined under the Protecting Access to Medicare Act (PAMA) of 2014. These analyses may include a range of medical laboratory tests including, but not limited to, multianalyte assays with algorithmic analyses (MAAA) and genomic sequencing procedures (GSP). The descriptor nomenclature follows, where possible, existing code conventions (eg, MAAA, GSP). Unless specifically noted, even though the Proprietary Laboratory Analyses section of the code set is located at the end of the Pathology and Laboratory section of the code set, a PLA code does not fulfill Category I code criteria. PLA codes are not required to fulfill the Category I criteria. The standards for inclusion in the PLA section are: The test must be commercially available in the United States for use on human specimens and The clinical laboratory or manufacturer that offers the test must request the code. For similar laboratory analyses that fulfill Category I criteria, see codes listed in the numeric 80000 series. When a PLA code is available to report a given proprietary laboratory service, that PLA code takes precedence. The service should not be reported with any other CPT® code(s) and other CPT® code(s) should not be used to report services that may be reported with that specific PLA code. These codes encompass all analytical services required for the analysis (eg, cell lysis, nucleic acid stabilization, extraction, digestion, amplification, hybridization and detection). For molecular analyses, additional procedures that are required prior to cell lysis (eg, microdissection [codes 88380 and 88381]) may be reported separately. Codes in this subsection are released on a quarterly basis to expedite dissemination for reporting. PLA codes will be published electronically on the AMA CPT® website (ama-assn.org/cpt-pla-codes), distributed via CPT® data files on a quarterly basis, and, at a minimum, made available in print annually in the CPT® codebook. See the Introduction section of the CPT® code set for a complete list of the dates of release and implementation. All codes that are included in this section are also included in Appendix O, with the procedure's proprietary name. In order to report a PLA code, the analysis performed must fulfill the code descriptor and must be the test represented by the proprietary name listed in Appendix O. In some instances, the descriptor language of PLA codes may be identical and the code may only be differentiated by the listed proprietary name in Appendix O. When more than one PLA has an identical descriptor, the codes will be denoted by the symbol "â™“." All PLA tests will have assigned codes in the PLA section of the code set. Any PLA coded test(s) that satisfies Category I criteria and has been accepted by the CPT® Editorial Panel will be designated by the addition of the symbol "^" to the existing PLA code and will remain in the PLA section of the code set. If a proprietary test has already been accepted for a Category I code and a code has not been published, subsequent application for a PLA code will take precedence. The code will only be placed in the PLA section. The accuracy of a PLA code is to be maintained by the original applicant, or the current owner of the test kit or laboratory performing the proprietary test. A new PLA code is required when: 1. Additional nucleic acid (DNA or RNA) and/or protein analysis(es) are added to the current PLA test, or 2. The name of the PLA test has changed in association with changes in test performance or test characteristics. The addition or modification of the therapeutic applications of the test require submission of a code change application, but it may not require a new code number. | 0001U-0599U | https://www.aapc.com/codes/cpt-codes/0246U | 2025-10-27T17:44:33.378618Z
0247U | Obstetrics (preterm birth), insulin-like growth factor-binding protein 4 (IBP4), sex hormone-binding globulin (SHBG), quantitative measurement by LC-MS/MS, utilizing maternal serum, combined with clinical data, reported as predictive-risk stratification for spontaneous preterm birth | This is a Proprietary Laboratory Analyses (PLA) code, meaning that the code applies to only one unique lab test made by a specific manufacturer or performed by a specific lab. Report 0247U only for the PreTRM® test from Sera Prognostics, Inc., to evaluate the level of insulin–like growth factor–binding protein 4 (IBP4) and sex hormone–binding globulin (SHBG) in maternal serum using LC–MS/MS and an algorithmic analysis to report a risk stratification score for spontaneous preterm birth. Explanation The lab analyst performs the technical lab test to quantify the level IBP4 and SHBG in the patient specimen, which is maternal serum taken during gestation weeks 19 or 20. The collecting provider may obtain the specimen from the patient as a separate procedure. A common detection method is liquid chromatography–tandem mass spectrometry (LC–MS/MS). The test involves preparing the specimen for an automated analytical instrument, which separates components through a high–pressure liquid chromatograph and quantifies the individual components in a mass spectrometer based on mass to charge ratio. The test includes an algorithmic analysis using clinical data and measured IBP4 and SHBG to report a risk stratification score for spontaneous preterm birth. Although not limited to testing for a specific condition, clinicians may order this test for women pregnant with a single child during the 19th or 20th week of pregnancy to help predict the likelihood of spontaneous preterm birth, which is the leading cause of infant mortality and morbidity. Clinicians may use the test results for early identification of women at risk of preterm birth to allow appropriate preventive interventions. Terminology Algorithm: A specific set of step–by–step calculations using defined inputs at each step to produce a useful output. Serum: The clear liquid portion of blood that is not cellular and contains important protein components. Tips Use this code only for the PreTRM® from Sera Prognostics, Inc., report one unit of this code for a single specimen analyzed on a single date of service. Some payers may pay separately for collection of the specimen; check with the appropriate payer. Additional Info “U” codes are included in the CPT® code set to identify specific proprietary laboratory analyses (PLA) tests. PLA codes take precedence over the usual 80000 series codes for laboratory/pathology. Use this code only for the above–described test; do not report this test using any other CPT® code. PLA code descriptors follow existing code conventions when possible, and lab techniques used include multianalyte assays with algorithmic analyses (MAAA) and genomic sequencing procedures (GSP), among others. Read Less | Range Specific Guideline Proprietary laboratory analyses (PLA) codes describe proprietary clinical laboratory analyses and can be either provided by a single ("sole-source") laboratory or licensed or marketed to multiple providing laboratories (eg, cleared or approved by the Food and Drug Administration [FDA]). This subsection includes advanced diagnostic laboratory tests (ADLTs) and clinical diagnostic laboratory tests (CDLTs), as defined under the Protecting Access to Medicare Act (PAMA) of 2014. These analyses may include a range of medical laboratory tests including, but not limited to, multianalyte assays with algorithmic analyses (MAAA) and genomic sequencing procedures (GSP). The descriptor nomenclature follows, where possible, existing code conventions (eg, MAAA, GSP). Unless specifically noted, even though the Proprietary Laboratory Analyses section of the code set is located at the end of the Pathology and Laboratory section of the code set, a PLA code does not fulfill Category I code criteria. PLA codes are not required to fulfill the Category I criteria. The standards for inclusion in the PLA section are: The test must be commercially available in the United States for use on human specimens and The clinical laboratory or manufacturer that offers the test must request the code. For similar laboratory analyses that fulfill Category I criteria, see codes listed in the numeric 80000 series. When a PLA code is available to report a given proprietary laboratory service, that PLA code takes precedence. The service should not be reported with any other CPT® code(s) and other CPT® code(s) should not be used to report services that may be reported with that specific PLA code. These codes encompass all analytical services required for the analysis (eg, cell lysis, nucleic acid stabilization, extraction, digestion, amplification, hybridization and detection). For molecular analyses, additional procedures that are required prior to cell lysis (eg, microdissection [codes 88380 and 88381]) may be reported separately. Codes in this subsection are released on a quarterly basis to expedite dissemination for reporting. PLA codes will be published electronically on the AMA CPT® website (ama-assn.org/cpt-pla-codes), distributed via CPT® data files on a quarterly basis, and, at a minimum, made available in print annually in the CPT® codebook. See the Introduction section of the CPT® code set for a complete list of the dates of release and implementation. All codes that are included in this section are also included in Appendix O, with the procedure's proprietary name. In order to report a PLA code, the analysis performed must fulfill the code descriptor and must be the test represented by the proprietary name listed in Appendix O. In some instances, the descriptor language of PLA codes may be identical and the code may only be differentiated by the listed proprietary name in Appendix O. When more than one PLA has an identical descriptor, the codes will be denoted by the symbol "â™“." All PLA tests will have assigned codes in the PLA section of the code set. Any PLA coded test(s) that satisfies Category I criteria and has been accepted by the CPT® Editorial Panel will be designated by the addition of the symbol "^" to the existing PLA code and will remain in the PLA section of the code set. If a proprietary test has already been accepted for a Category I code and a code has not been published, subsequent application for a PLA code will take precedence. The code will only be placed in the PLA section. The accuracy of a PLA code is to be maintained by the original applicant, or the current owner of the test kit or laboratory performing the proprietary test. A new PLA code is required when: 1. Additional nucleic acid (DNA or RNA) and/or protein analysis(es) are added to the current PLA test, or 2. The name of the PLA test has changed in association with changes in test performance or test characteristics. The addition or modification of the therapeutic applications of the test require submission of a code change application, but it may not require a new code number. | 0001U-0599U | https://www.aapc.com/codes/cpt-codes/0247U | 2025-10-27T17:44:51.231199Z
0248U | Oncology, spheroid cell culture in 3D microenvironment, 12-drug panel, brain- or brain metastasis-response prediction for each drug | This is a Proprietary Laboratory Analyses (PLA) code, meaning that the code applies to only one unique lab test made by a specific manufacturer or performed by a specific lab. Report 0248U for 3D Predict Glioma from Kiyatec® Inc. The test generates a 3D cell culture platform using cancer cells from the patient to predict response of brain cancer or brain metastasis to 12 cancer drugs. Explanation This code represents 3D Predict Glioma from Kiyatec® Inc. The lab analyst processes cells from a specimen, such as a biopsy, to create a 3D cell culture that serves as a technology platform for testing the efficacy of cancer drug therapies for this specific patient’s tumor. The test involves modeling and assessing the 3D cell culture response to 12 cancer drugs. The test may identify potentially successful therapies based on the specific tumor tissue response, even in the absence of a predictive genetic mutation. Clinicians may order this test for patients with brain cancer, typically high–grade glioma, to predict the efficacy of specific chemotherapeutic agents against the specific patient tumor, including brain– or brain metastasis–response prediction. The test allows clinicians to choose the most effective treatment more accurately and more quickly than possible by traditional means. Terminology Glioma: A group of brain tumor types, such as astrocytoma, glioblastoma, and oligodendroglioma, that grow from glial cells, which help maintain brain nerve cells. Tumor: An abnormal mass or other tissue growth that can be benign or cancerous. Tips Use this code only for the appropriate proprietary test; report one unit of this code for a single specimen analyzed on a single date of service. Additional Info “U” codes are included in the CPT® code set to identify specific proprietary laboratory analyses (PLA) tests. PLA codes take precedence over the usual 80000 series codes for laboratory/pathology. Use this code only for the above–described test; do not report this test using any other CPT® code. PLA code descriptors follow existing code conventions when possible, and lab techniques used include multianalyte assays with algorithmic analyses (MAAA) and genomic sequencing procedures (GSP), among others. Read Less | Range Specific Guideline Proprietary laboratory analyses (PLA) codes describe proprietary clinical laboratory analyses and can be either provided by a single ("sole-source") laboratory or licensed or marketed to multiple providing laboratories (eg, cleared or approved by the Food and Drug Administration [FDA]). This subsection includes advanced diagnostic laboratory tests (ADLTs) and clinical diagnostic laboratory tests (CDLTs), as defined under the Protecting Access to Medicare Act (PAMA) of 2014. These analyses may include a range of medical laboratory tests including, but not limited to, multianalyte assays with algorithmic analyses (MAAA) and genomic sequencing procedures (GSP). The descriptor nomenclature follows, where possible, existing code conventions (eg, MAAA, GSP). Unless specifically noted, even though the Proprietary Laboratory Analyses section of the code set is located at the end of the Pathology and Laboratory section of the code set, a PLA code does not fulfill Category I code criteria. PLA codes are not required to fulfill the Category I criteria. The standards for inclusion in the PLA section are: The test must be commercially available in the United States for use on human specimens and The clinical laboratory or manufacturer that offers the test must request the code. For similar laboratory analyses that fulfill Category I criteria, see codes listed in the numeric 80000 series. When a PLA code is available to report a given proprietary laboratory service, that PLA code takes precedence. The service should not be reported with any other CPT® code(s) and other CPT® code(s) should not be used to report services that may be reported with that specific PLA code. These codes encompass all analytical services required for the analysis (eg, cell lysis, nucleic acid stabilization, extraction, digestion, amplification, hybridization and detection). For molecular analyses, additional procedures that are required prior to cell lysis (eg, microdissection [codes 88380 and 88381]) may be reported separately. Codes in this subsection are released on a quarterly basis to expedite dissemination for reporting. PLA codes will be published electronically on the AMA CPT® website (ama-assn.org/cpt-pla-codes), distributed via CPT® data files on a quarterly basis, and, at a minimum, made available in print annually in the CPT® codebook. See the Introduction section of the CPT® code set for a complete list of the dates of release and implementation. All codes that are included in this section are also included in Appendix O, with the procedure's proprietary name. In order to report a PLA code, the analysis performed must fulfill the code descriptor and must be the test represented by the proprietary name listed in Appendix O. In some instances, the descriptor language of PLA codes may be identical and the code may only be differentiated by the listed proprietary name in Appendix O. When more than one PLA has an identical descriptor, the codes will be denoted by the symbol "â™“." All PLA tests will have assigned codes in the PLA section of the code set. Any PLA coded test(s) that satisfies Category I criteria and has been accepted by the CPT® Editorial Panel will be designated by the addition of the symbol "^" to the existing PLA code and will remain in the PLA section of the code set. If a proprietary test has already been accepted for a Category I code and a code has not been published, subsequent application for a PLA code will take precedence. The code will only be placed in the PLA section. The accuracy of a PLA code is to be maintained by the original applicant, or the current owner of the test kit or laboratory performing the proprietary test. A new PLA code is required when: 1. Additional nucleic acid (DNA or RNA) and/or protein analysis(es) are added to the current PLA test, or 2. The name of the PLA test has changed in association with changes in test performance or test characteristics. The addition or modification of the therapeutic applications of the test require submission of a code change application, but it may not require a new code number. | 0001U-0599U | https://www.aapc.com/codes/cpt-codes/0248U | 2025-10-27T17:45:08.951450Z
0249U | Oncology (breast), semiquantitative analysis of 32 phosphoproteins and protein analytes, includes laser capture microdissection, with algorithmic analysis and interpretative report | This is a Proprietary Laboratory Analyses (PLA) code, meaning that the code applies to only one unique lab test made by a specific manufacturer or performed by a specific lab. Report 0249U for Theralink® Reverse Phase Protein Array (RPPA) assay by Theralink® Technologies Inc. The test evaluates a breast tumor tissue sample for the quantity and activation of 32 phosphoproteins and proteins that are cell surface receptors targeted by most cancer therapy drugs, and provides an algorithmic analysis and interpretive report that can help guide clinical treatment. Explanation Using laser capture microdissection, the lab analyst evaluates a microscopic breast tumor tissue sample using Reverse Phase Protein Array (RRPA) technology to evaluate the quantity and activation of 32 phosphoproteins and proteins that are drug targets for receptor and functional pathways of various approved and investigational breast cancer therapies. Although not limited to testing for a specific condition, clinicians may order this test for patients with HER2+ breast cancer to evaluate the tumor’s protein activation state, which may be more predictive of drug target receptivity than tests that evaluate the tumor genome. Using the results of protein and phosphoprotein biomarkers, the test includes an algorithmic analysis and interpretive report to guide clinical decision making regarding the best therapeutic agent based on the specific protein characteristics of the patient’s tumor. Terminology Algorithm: A specific set of step–by–step calculations using defined inputs at each step to produce a useful output; for multianalyte assays with algorithmic analyses (MAAA), the output involves some sort of diagnostic or prognostic information about treatment options or disease outcomes. HER2 (human epidermal growth factor receptor–2): A gene that is over–expressed in some breast cancer tumors; HER2–postive breast cancer is more aggressive disease, more prone to recurrence, and has a poorer prognosis than non–HER2 breast cancer. Tumor: An abnormal mass or other tissue growth that can be benign or cancerous. Tips Use this code only for the appropriate proprietary test; report one unit of this code for a single specimen analyzed on a single date of service. Additional Info “U” codes are included in the CPT® code set to identify specific proprietary laboratory analyses (PLA) tests. PLA codes take precedence over the usual 80000 series codes for laboratory/pathology. Use this code only for the above–described test; do not report this test using any other CPT® code. PLA code descriptors follow existing code conventions when possible, and lab techniques used include multianalyte assays with algorithmic analyses (MAAA) and genomic sequencing procedures (GSP), among others. Read Less | Range Specific Guideline Proprietary laboratory analyses (PLA) codes describe proprietary clinical laboratory analyses and can be either provided by a single ("sole-source") laboratory or licensed or marketed to multiple providing laboratories (eg, cleared or approved by the Food and Drug Administration [FDA]). This subsection includes advanced diagnostic laboratory tests (ADLTs) and clinical diagnostic laboratory tests (CDLTs), as defined under the Protecting Access to Medicare Act (PAMA) of 2014. These analyses may include a range of medical laboratory tests including, but not limited to, multianalyte assays with algorithmic analyses (MAAA) and genomic sequencing procedures (GSP). The descriptor nomenclature follows, where possible, existing code conventions (eg, MAAA, GSP). Unless specifically noted, even though the Proprietary Laboratory Analyses section of the code set is located at the end of the Pathology and Laboratory section of the code set, a PLA code does not fulfill Category I code criteria. PLA codes are not required to fulfill the Category I criteria. The standards for inclusion in the PLA section are: The test must be commercially available in the United States for use on human specimens and The clinical laboratory or manufacturer that offers the test must request the code. For similar laboratory analyses that fulfill Category I criteria, see codes listed in the numeric 80000 series. When a PLA code is available to report a given proprietary laboratory service, that PLA code takes precedence. The service should not be reported with any other CPT® code(s) and other CPT® code(s) should not be used to report services that may be reported with that specific PLA code. These codes encompass all analytical services required for the analysis (eg, cell lysis, nucleic acid stabilization, extraction, digestion, amplification, hybridization and detection). For molecular analyses, additional procedures that are required prior to cell lysis (eg, microdissection [codes 88380 and 88381]) may be reported separately. Codes in this subsection are released on a quarterly basis to expedite dissemination for reporting. PLA codes will be published electronically on the AMA CPT® website (ama-assn.org/cpt-pla-codes), distributed via CPT® data files on a quarterly basis, and, at a minimum, made available in print annually in the CPT® codebook. See the Introduction section of the CPT® code set for a complete list of the dates of release and implementation. All codes that are included in this section are also included in Appendix O, with the procedure's proprietary name. In order to report a PLA code, the analysis performed must fulfill the code descriptor and must be the test represented by the proprietary name listed in Appendix O. In some instances, the descriptor language of PLA codes may be identical and the code may only be differentiated by the listed proprietary name in Appendix O. When more than one PLA has an identical descriptor, the codes will be denoted by the symbol "â™“." All PLA tests will have assigned codes in the PLA section of the code set. Any PLA coded test(s) that satisfies Category I criteria and has been accepted by the CPT® Editorial Panel will be designated by the addition of the symbol "^" to the existing PLA code and will remain in the PLA section of the code set. If a proprietary test has already been accepted for a Category I code and a code has not been published, subsequent application for a PLA code will take precedence. The code will only be placed in the PLA section. The accuracy of a PLA code is to be maintained by the original applicant, or the current owner of the test kit or laboratory performing the proprietary test. A new PLA code is required when: 1. Additional nucleic acid (DNA or RNA) and/or protein analysis(es) are added to the current PLA test, or 2. The name of the PLA test has changed in association with changes in test performance or test characteristics. The addition or modification of the therapeutic applications of the test require submission of a code change application, but it may not require a new code number. | 0001U-0599U | https://www.aapc.com/codes/cpt-codes/0249U | 2025-10-27T17:45:27.006855Z
0250U | Oncology (solid organ neoplasm), targeted genomic sequence DNA analysis of 505 genes, interrogation for somatic alterations (SNVs [single nucleotide variant], small insertions and deletions, one amplification, and four translocations), microsatellite instability and tumor-mutation burden | This is a Proprietary Laboratory Analyses (PLA) code, meaning that the code applies to only one unique lab test made by a specific manufacturer or performed by a specific lab. Report code 0250U for PGDx elioTM tissue complete from Personal Genome Diagnostics Inc., which uses next generation sequencing (NGS) to evaluate formalin–fixed paraffin–embedded (FFPE) solid tumor tissue for 505+ genes for somatic mutations, including insertions and deletions (indels), single nucleotide variants (SNVs), and translocations, to guide treatment for myriad solid tumor types involving various organ systems. Explanation The lab analyst performs a tumor profiling panel on a formalin–fixed paraffin–embedded tissue (FFPE) specimen from a solid tumor using next generation sequencing (NGS). The assay targets at least 505 cancer–related genes for clinically significant variations involving single–nucleotide variants (SNVs), insertions and deletions (indels), copy number changes, gene rearrangements, microsatellite instability (MSI), and tumor–mutational burden (TMB). Although not limited to testing for a specific condition, clinicians may order this test for tumor mutation profiling for patients with any type of solid tumor to help identify clinically significant mutations. The assay identifies National Comprehensive Cancer Network (NCCN) guideline–recommended genomic biomarkers related to 35 solid tumor types involving nine organ systems, and uses bioinformatics to provide guidance for targeted therapies. Terminology Duplication and/or deletion: Increase and/or decrease in the normal copy number, which is two copies of a gene sequence. Gene: Specific nucleic acid sequence associated with a unique function in the body such as production of a specific protein. Microsatellite instability: The tendency of genes to mutate due to impaired DNA mismatch repair (MMR). Mutation: An alteration in a deoxyribonucleic acid (DNA) sequence that may lead to pathologic changes in the organism Tumor: An abnormal mass or other tissue growth that can be benign or cancerous. Variant: (1) A gene that differs from the usual nucleic acid sequence due to events such as nucleotide deletions or insertions or substitutions; may cause conditions such as genetic disorders or cancer; (2) a subtype or variation of a disease that differs from the standard in some way, e.g., different cause or symptoms. Tips Use this code only for the appropriate proprietary test; report one unit of this code for a single specimen analyzed on a single date of service. You may separately report prep work that precedes cell lysis from FFPE specimens for gene analysis, when documented. Additional Info “U” codes are included in the CPT® code set to identify specific proprietary laboratory analyses (PLA) tests. PLA codes take precedence over the usual 80000 series codes for laboratory/pathology. Use this code only for the above–described test; do not report this test using any other CPT® code. PLA code descriptors follow existing code conventions when possible, and lab techniques used include multianalyte assays with algorithmic analyses (MAAA) and genomic sequencing procedures (GSP), among others. Read Less | Range Specific Guideline Proprietary laboratory analyses (PLA) codes describe proprietary clinical laboratory analyses and can be either provided by a single ("sole-source") laboratory or licensed or marketed to multiple providing laboratories (eg, cleared or approved by the Food and Drug Administration [FDA]). This subsection includes advanced diagnostic laboratory tests (ADLTs) and clinical diagnostic laboratory tests (CDLTs), as defined under the Protecting Access to Medicare Act (PAMA) of 2014. These analyses may include a range of medical laboratory tests including, but not limited to, multianalyte assays with algorithmic analyses (MAAA) and genomic sequencing procedures (GSP). The descriptor nomenclature follows, where possible, existing code conventions (eg, MAAA, GSP). Unless specifically noted, even though the Proprietary Laboratory Analyses section of the code set is located at the end of the Pathology and Laboratory section of the code set, a PLA code does not fulfill Category I code criteria. PLA codes are not required to fulfill the Category I criteria. The standards for inclusion in the PLA section are: The test must be commercially available in the United States for use on human specimens and The clinical laboratory or manufacturer that offers the test must request the code. For similar laboratory analyses that fulfill Category I criteria, see codes listed in the numeric 80000 series. When a PLA code is available to report a given proprietary laboratory service, that PLA code takes precedence. The service should not be reported with any other CPT® code(s) and other CPT® code(s) should not be used to report services that may be reported with that specific PLA code. These codes encompass all analytical services required for the analysis (eg, cell lysis, nucleic acid stabilization, extraction, digestion, amplification, hybridization and detection). For molecular analyses, additional procedures that are required prior to cell lysis (eg, microdissection [codes 88380 and 88381]) may be reported separately. Codes in this subsection are released on a quarterly basis to expedite dissemination for reporting. PLA codes will be published electronically on the AMA CPT® website (ama-assn.org/cpt-pla-codes), distributed via CPT® data files on a quarterly basis, and, at a minimum, made available in print annually in the CPT® codebook. See the Introduction section of the CPT® code set for a complete list of the dates of release and implementation. All codes that are included in this section are also included in Appendix O, with the procedure's proprietary name. In order to report a PLA code, the analysis performed must fulfill the code descriptor and must be the test represented by the proprietary name listed in Appendix O. In some instances, the descriptor language of PLA codes may be identical and the code may only be differentiated by the listed proprietary name in Appendix O. When more than one PLA has an identical descriptor, the codes will be denoted by the symbol "â™“." All PLA tests will have assigned codes in the PLA section of the code set. Any PLA coded test(s) that satisfies Category I criteria and has been accepted by the CPT® Editorial Panel will be designated by the addition of the symbol "^" to the existing PLA code and will remain in the PLA section of the code set. If a proprietary test has already been accepted for a Category I code and a code has not been published, subsequent application for a PLA code will take precedence. The code will only be placed in the PLA section. The accuracy of a PLA code is to be maintained by the original applicant, or the current owner of the test kit or laboratory performing the proprietary test. A new PLA code is required when: 1. Additional nucleic acid (DNA or RNA) and/or protein analysis(es) are added to the current PLA test, or 2. The name of the PLA test has changed in association with changes in test performance or test characteristics. The addition or modification of the therapeutic applications of the test require submission of a code change application, but it may not require a new code number. | 0001U-0599U | https://www.aapc.com/codes/cpt-codes/0250U | 2025-10-27T17:45:44.821430Z
0251U | Hepcidin-25, enzyme-linked immunosorbent assay (ELISA), serum or plasma | This is a Proprietary Laboratory Analyses (PLA) code, meaning that the code applies to only one unique lab test made by a specific manufacturer or performed by a specific lab. Report code 0251U for Intrinsic Hepcidin IDxTM Test from Intrinsic LifeSciencesTM LLC, which is an enzyme–linked immunosorbent assay (ELISA) using a monoclonal antibody that binds to hepcidin in the serum or plasma specimen to evaluate hepcidin levels for clinical applications related to iron therapy. Explanation Using a serum or plasma specimen, the lab analyst performs an enzyme–linked immunosorbent assay (ELISA) to evaluate the level of hepcidin, which helps regulate dietary iron absorption, iron transport, and iron recycling from dying red blood cells. The assay uses a monoclonal antibody that binds to the N–terminus of hepcidin–25 and some less common hepcidin isomers. Although not limited to testing for a specific condition, clinicians may order this test for patients with iron deficiency anemia associated with conditions such as chronic kidney disease, some cancers, and rheumatoid arthritis, to help predict response to oral iron therapy. Terminology Immunoassay: A biochemical test that uses an antibody/antigen reaction to detect and possibly quantify a specific substance present in the specimen, such as blood. Enzyme–linked immunosorbent assay (ELISA): A laboratory testing method using an enzyme attached to an antigen or antibody used as a marker to detect a specific substance, such as another antigen or antibody. Monoclonal antibody: A protein, made in a laboratory, that can identify and bind itself to a specific molecule in a specimen (e.g., in a lab test to identify a substance in blood) or to a particular type of cell in the body to block its function or to carry medicine or radioactive substances directly to it. Tips Use this code only for the appropriate proprietary test; report one unit of this code for a single specimen analyzed on a single date of service. Some payers may pay separately for the collection of the specimen; check with the appropriate payer. Additional Info “U” codes are included in the CPT® code set to identify specific proprietary laboratory analyses (PLA) tests. PLA codes take precedence over the usual 80000 series codes for laboratory/pathology. Use this code only for the above–described test; do not report this test using any other CPT® code. PLA code descriptors follow existing code conventions when possible, and lab techniques used include multianalyte assays with algorithmic analyses (MAAA) and genomic sequencing procedures (GSP), among others. Read Less | Range Specific Guideline Proprietary laboratory analyses (PLA) codes describe proprietary clinical laboratory analyses and can be either provided by a single ("sole-source") laboratory or licensed or marketed to multiple providing laboratories (eg, cleared or approved by the Food and Drug Administration [FDA]). This subsection includes advanced diagnostic laboratory tests (ADLTs) and clinical diagnostic laboratory tests (CDLTs), as defined under the Protecting Access to Medicare Act (PAMA) of 2014. These analyses may include a range of medical laboratory tests including, but not limited to, multianalyte assays with algorithmic analyses (MAAA) and genomic sequencing procedures (GSP). The descriptor nomenclature follows, where possible, existing code conventions (eg, MAAA, GSP). Unless specifically noted, even though the Proprietary Laboratory Analyses section of the code set is located at the end of the Pathology and Laboratory section of the code set, a PLA code does not fulfill Category I code criteria. PLA codes are not required to fulfill the Category I criteria. The standards for inclusion in the PLA section are: The test must be commercially available in the United States for use on human specimens and The clinical laboratory or manufacturer that offers the test must request the code. For similar laboratory analyses that fulfill Category I criteria, see codes listed in the numeric 80000 series. When a PLA code is available to report a given proprietary laboratory service, that PLA code takes precedence. The service should not be reported with any other CPT® code(s) and other CPT® code(s) should not be used to report services that may be reported with that specific PLA code. These codes encompass all analytical services required for the analysis (eg, cell lysis, nucleic acid stabilization, extraction, digestion, amplification, hybridization and detection). For molecular analyses, additional procedures that are required prior to cell lysis (eg, microdissection [codes 88380 and 88381]) may be reported separately. Codes in this subsection are released on a quarterly basis to expedite dissemination for reporting. PLA codes will be published electronically on the AMA CPT® website (ama-assn.org/cpt-pla-codes), distributed via CPT® data files on a quarterly basis, and, at a minimum, made available in print annually in the CPT® codebook. See the Introduction section of the CPT® code set for a complete list of the dates of release and implementation. All codes that are included in this section are also included in Appendix O, with the procedure's proprietary name. In order to report a PLA code, the analysis performed must fulfill the code descriptor and must be the test represented by the proprietary name listed in Appendix O. In some instances, the descriptor language of PLA codes may be identical and the code may only be differentiated by the listed proprietary name in Appendix O. When more than one PLA has an identical descriptor, the codes will be denoted by the symbol "â™“." All PLA tests will have assigned codes in the PLA section of the code set. Any PLA coded test(s) that satisfies Category I criteria and has been accepted by the CPT® Editorial Panel will be designated by the addition of the symbol "^" to the existing PLA code and will remain in the PLA section of the code set. If a proprietary test has already been accepted for a Category I code and a code has not been published, subsequent application for a PLA code will take precedence. The code will only be placed in the PLA section. The accuracy of a PLA code is to be maintained by the original applicant, or the current owner of the test kit or laboratory performing the proprietary test. A new PLA code is required when: 1. Additional nucleic acid (DNA or RNA) and/or protein analysis(es) are added to the current PLA test, or 2. The name of the PLA test has changed in association with changes in test performance or test characteristics. The addition or modification of the therapeutic applications of the test require submission of a code change application, but it may not require a new code number. | 0001U-0599U | https://www.aapc.com/codes/cpt-codes/0251U | 2025-10-27T17:46:02.188838Z
0252U | Fetal aneuploidy short tandem-repeat comparative analysis, fetal DNA from products of conception, reported as normal (euploidy), monosomy, trisomy, or partial deletion/duplication, mosaicism, and segmental aneuploidy | This is a Proprietary Laboratory Analyses (PLA) code, meaning that the code applies to only one unique lab test made by a specific manufacturer or performed by a specific lab. Report code 0252U for the POC (Products of Conception) test from Igenomix® USA, which uses next generation sequencing (NGS) and short tandem repeat (STR) analysis to evaluate tissue from a miscarriage (products of conception, or POC) for chromosomal abnormalities (aneuploidy) that may have caused fetal death. Explanation The lab analyst performs the test using miscarried fetal tissue and a maternal blood specimen to ensure that the test evaluates only fetal cells for chromosomal abnormalities. The test uses next generation sequencing (NGS) and short tandem repeat (STR) analysis to evaluate for different types of abnormal chromosome number (aneuploidy), such as a missing chromosome (monosomy), an extra chromosome (trisomy), segmental aneuploidies with a small part of a chromosome duplicated or deleted, and mosaicism involving a percentage of cells demonstrating an aneuploidy. Although not limited to testing for a specific condition, clinicians may order this test for patients who have experienced a miscarriage to identify if and what type of a chromosomal abnormality was the cause. Most aneuploidies are not compatible with life, but some may result in a live birth of a child with a condition such as Down Syndrome (trisomy 21). Half of first trimester miscarriages are due to aneuploidy, as are more than 60 percent of miscarriages related to assisted reproduction treatment (ART). The results of the test may facilitate reproductive counseling with the parents. Terminology Aneuploidy: Chromosome mutation involving an abnormal chromosome number, such as one or three chromosome copies in the nucleus of cells that have a normally have two chromosomes. Genotype: The genetic, internally coded information of a particular organism or person, distinct from the expressed features or the phenotype. Mosaicism: Genetic condition when an individual has more than one genotype in different sets of cells. Short tandem repeat (STR): Units of a few nucleotides that repeat hundreds of times on a DNA strand. Tips Use this code only for the appropriate proprietary test; report one unit of this code for a single specimen analyzed on a single date of service. Additional Info “U” codes are included in the CPT® code set to identify specific proprietary laboratory analyses (PLA) tests. PLA codes take precedence over the usual 80000 series codes for laboratory/pathology. Use this code only for the above–described test; do not report this test using any other CPT® code. PLA code descriptors follow existing code conventions when possible, and lab techniques used include multianalyte assays with algorithmic analyses (MAAA) and genomic sequencing procedures (GSP), among others. Read Less | Range Specific Guideline Proprietary laboratory analyses (PLA) codes describe proprietary clinical laboratory analyses and can be either provided by a single ("sole-source") laboratory or licensed or marketed to multiple providing laboratories (eg, cleared or approved by the Food and Drug Administration [FDA]). This subsection includes advanced diagnostic laboratory tests (ADLTs) and clinical diagnostic laboratory tests (CDLTs), as defined under the Protecting Access to Medicare Act (PAMA) of 2014. These analyses may include a range of medical laboratory tests including, but not limited to, multianalyte assays with algorithmic analyses (MAAA) and genomic sequencing procedures (GSP). The descriptor nomenclature follows, where possible, existing code conventions (eg, MAAA, GSP). Unless specifically noted, even though the Proprietary Laboratory Analyses section of the code set is located at the end of the Pathology and Laboratory section of the code set, a PLA code does not fulfill Category I code criteria. PLA codes are not required to fulfill the Category I criteria. The standards for inclusion in the PLA section are: The test must be commercially available in the United States for use on human specimens and The clinical laboratory or manufacturer that offers the test must request the code. For similar laboratory analyses that fulfill Category I criteria, see codes listed in the numeric 80000 series. When a PLA code is available to report a given proprietary laboratory service, that PLA code takes precedence. The service should not be reported with any other CPT® code(s) and other CPT® code(s) should not be used to report services that may be reported with that specific PLA code. These codes encompass all analytical services required for the analysis (eg, cell lysis, nucleic acid stabilization, extraction, digestion, amplification, hybridization and detection). For molecular analyses, additional procedures that are required prior to cell lysis (eg, microdissection [codes 88380 and 88381]) may be reported separately. Codes in this subsection are released on a quarterly basis to expedite dissemination for reporting. PLA codes will be published electronically on the AMA CPT® website (ama-assn.org/cpt-pla-codes), distributed via CPT® data files on a quarterly basis, and, at a minimum, made available in print annually in the CPT® codebook. See the Introduction section of the CPT® code set for a complete list of the dates of release and implementation. All codes that are included in this section are also included in Appendix O, with the procedure's proprietary name. In order to report a PLA code, the analysis performed must fulfill the code descriptor and must be the test represented by the proprietary name listed in Appendix O. In some instances, the descriptor language of PLA codes may be identical and the code may only be differentiated by the listed proprietary name in Appendix O. When more than one PLA has an identical descriptor, the codes will be denoted by the symbol "â™“." All PLA tests will have assigned codes in the PLA section of the code set. Any PLA coded test(s) that satisfies Category I criteria and has been accepted by the CPT® Editorial Panel will be designated by the addition of the symbol "^" to the existing PLA code and will remain in the PLA section of the code set. If a proprietary test has already been accepted for a Category I code and a code has not been published, subsequent application for a PLA code will take precedence. The code will only be placed in the PLA section. The accuracy of a PLA code is to be maintained by the original applicant, or the current owner of the test kit or laboratory performing the proprietary test. A new PLA code is required when: 1. Additional nucleic acid (DNA or RNA) and/or protein analysis(es) are added to the current PLA test, or 2. The name of the PLA test has changed in association with changes in test performance or test characteristics. The addition or modification of the therapeutic applications of the test require submission of a code change application, but it may not require a new code number. | 0001U-0599U | https://www.aapc.com/codes/cpt-codes/0252U | 2025-10-27T17:46:19.315119Z
0253U | Reproductive medicine (endometrial receptivity analysis), RNA gene expression profile, 238 genes by next-generation sequencing, endometrial tissue, predictive algorithm reported as endometrial window of implantation (eg, pre-receptive, receptive, post-receptive) | This is a Proprietary Laboratory Analyses (PLA) code, meaning that the code applies to only one unique lab test made by a specific manufacturer or performed by a specific lab. Report 0253U only for the ERA® (Endometrial Receptivity Analysis) test from Igenomix® USA. The test evaluates RNA expression in an endometrial biopsy from a patient undergoing assisted reproductive treatment (ART) to determine the optimal time for embryo transfer based on endometrium receptivity. Explanation The lab analyst processes an endometrium biopsy specimen taken at a specific time in the hormone replacement therapy (HRT) cycle for a woman undergoing assisted reproductive treatment (ART). The assay uses next generation sequencing (NGS) to evaluate 238 genes and includes an algorithmic analysis of the results to evaluate receptivity status of the endometrium. Although not limited to testing for a specific condition, clinicians may order this test for patients undergoing in vitro fertilization (IVF), especially those who have who have experienced recurrent implantation failure. Clinicians will receive a report indicating the endometrial implantation receptivity at the time of the biopsy with a range of results such as pre–receptive, receptive, or post–receptive, as well as a recommendation for an optimized personalized embryo transfer (pET) time for the patient. Terminology Algorithm: A specific set of step–by–step calculations using defined inputs at each step to produce a useful output; for multianalyte assays with algorithmic analyses (MAAA), the output involves some sort of diagnostic or prognostic information about treatment options or disease outcomes. In vitro fertilization (IVF): Infertility procedure to remove eggs from the ovaries, fertilize them by sperm in a laboratory, and place the fertilized embryo into the uterus. Tips Use this code only for the appropriate proprietary test; report one unit of this code for a single specimen analyzed on a single date of service. Additional Info “U” codes are included in the CPT® code set to identify specific proprietary laboratory analyses (PLA) tests. PLA codes take precedence over the usual 80000 series codes for laboratory/pathology. Use this code only for the above–described test; do not report this test using any other CPT® code. PLA code descriptors follow existing code conventions when possible, and lab techniques used include multianalyte assays with algorithmic analyses (MAAA) and genomic sequencing procedures (GSP), among others. Read Less | Range Specific Guideline Proprietary laboratory analyses (PLA) codes describe proprietary clinical laboratory analyses and can be either provided by a single ("sole-source") laboratory or licensed or marketed to multiple providing laboratories (eg, cleared or approved by the Food and Drug Administration [FDA]). This subsection includes advanced diagnostic laboratory tests (ADLTs) and clinical diagnostic laboratory tests (CDLTs), as defined under the Protecting Access to Medicare Act (PAMA) of 2014. These analyses may include a range of medical laboratory tests including, but not limited to, multianalyte assays with algorithmic analyses (MAAA) and genomic sequencing procedures (GSP). The descriptor nomenclature follows, where possible, existing code conventions (eg, MAAA, GSP). Unless specifically noted, even though the Proprietary Laboratory Analyses section of the code set is located at the end of the Pathology and Laboratory section of the code set, a PLA code does not fulfill Category I code criteria. PLA codes are not required to fulfill the Category I criteria. The standards for inclusion in the PLA section are: The test must be commercially available in the United States for use on human specimens and The clinical laboratory or manufacturer that offers the test must request the code. For similar laboratory analyses that fulfill Category I criteria, see codes listed in the numeric 80000 series. When a PLA code is available to report a given proprietary laboratory service, that PLA code takes precedence. The service should not be reported with any other CPT® code(s) and other CPT® code(s) should not be used to report services that may be reported with that specific PLA code. These codes encompass all analytical services required for the analysis (eg, cell lysis, nucleic acid stabilization, extraction, digestion, amplification, hybridization and detection). For molecular analyses, additional procedures that are required prior to cell lysis (eg, microdissection [codes 88380 and 88381]) may be reported separately. Codes in this subsection are released on a quarterly basis to expedite dissemination for reporting. PLA codes will be published electronically on the AMA CPT® website (ama-assn.org/cpt-pla-codes), distributed via CPT® data files on a quarterly basis, and, at a minimum, made available in print annually in the CPT® codebook. See the Introduction section of the CPT® code set for a complete list of the dates of release and implementation. All codes that are included in this section are also included in Appendix O, with the procedure's proprietary name. In order to report a PLA code, the analysis performed must fulfill the code descriptor and must be the test represented by the proprietary name listed in Appendix O. In some instances, the descriptor language of PLA codes may be identical and the code may only be differentiated by the listed proprietary name in Appendix O. When more than one PLA has an identical descriptor, the codes will be denoted by the symbol "â™“." All PLA tests will have assigned codes in the PLA section of the code set. Any PLA coded test(s) that satisfies Category I criteria and has been accepted by the CPT® Editorial Panel will be designated by the addition of the symbol "^" to the existing PLA code and will remain in the PLA section of the code set. If a proprietary test has already been accepted for a Category I code and a code has not been published, subsequent application for a PLA code will take precedence. The code will only be placed in the PLA section. The accuracy of a PLA code is to be maintained by the original applicant, or the current owner of the test kit or laboratory performing the proprietary test. A new PLA code is required when: 1. Additional nucleic acid (DNA or RNA) and/or protein analysis(es) are added to the current PLA test, or 2. The name of the PLA test has changed in association with changes in test performance or test characteristics. The addition or modification of the therapeutic applications of the test require submission of a code change application, but it may not require a new code number. | 0001U-0599U | https://www.aapc.com/codes/cpt-codes/0253U | 2025-10-27T17:46:36.862343Z
0254U | Reproductive medicine (preimplantation genetic assessment), analysis of 24 chromosomes using embryonic DNA genomic sequence analysis for aneuploidy, and a mitochondrial DNA score in euploid embryos, results reported as normal (euploidy), monosomy, trisomy, or partial deletion/duplication, mosaicism, and segmental aneuploidy, per embryo tested | This is a Proprietary Laboratory Analyses (PLA) code, meaning that the code applies to only one unique lab test made by a specific manufacturer or performed by a specific lab. Report code 0254U for the SMART PGT–A (Preimplantation Genetic Testing – Aneuploidy) test from Igenomix® USA, which uses next generation sequencing (NGS) and mitochondrial DNA scoring to evaluate an embryo biopsy for chromosomal abnormalities (aneuploidy) to help select optimum embryo(s) for transfer during in vitro fertilization (IVF). Explanation The lab analyst performs the test using tissue such as a trophectoderm embryo biopsy. The test uses next generation sequencing (NGS) to evaluate different types of potential abnormal chromosome number (aneuploidy) such as a missing chromosome (monosomy), an extra chromosome (trisomy), segmental aneuploidies with a small part of a chromosome duplicated or deleted, and mosaicism involving a percentage of cells demonstrating an aneuploidy. The test also includes a proprietary mitochondrial biomarker called MitoScore that indicates embryo energy status. Although not limited to testing for a specific condition, clinicians may order this test for patients undergoing in vitro fertilization (IVF) to evaluate all embryos from a treatment cycle using test results and bioinformatics to select embryo(s) most likely to achieve implantation and avoid miscarriage. Most aneuploidies are not compatible with life, but some may result in a live birth of a child with a condition such as Down Syndrome (trisomy 21), and patients undergoing assisted reproduction treatment (ART) are at increased risk of miscarriage. Using the 0254U test has been shown to increase pregnancy rates for transferred embryos and decrease miscarriage rates in IVF. Terminology Aneuploidy: Chromosome mutation involving an abnormal chromosome number, such as one or three chromosome copies in the nucleus of cells that have a normally have two chromosomes. Genotype: The genetic, internally coded information of a particular organism or person, distinct from the expressed features or the phenotype. In vitro fertilization (IVF): Infertility procedure to remove eggs from the ovaries, fertilize them by sperm in a laboratory, and place the fertilized embryo into the uterus. Mosaicism: Genetic condition when an individual has more than one genotype in different sets of cells. Tips Use this code only for the appropriate proprietary test; report one unit of this code for a single specimen analyzed on a single date of service. Distinguish this code from other tests for fetal aneuploidy assessment, such as 0168U and 81507. Additional Info “U” codes are included in the CPT® code set to identify specific proprietary laboratory analyses (PLA) tests. PLA codes take precedence over the usual 80000 series codes for laboratory/pathology. Use this code only for the above–described test; do not report this test using any other CPT® code. PLA code descriptors follow existing code conventions when possible, and lab techniques used include multianalyte assays with algorithmic analyses (MAAA) and genomic sequencing procedures (GSP), among others. Read Less | Range Specific Guideline Proprietary laboratory analyses (PLA) codes describe proprietary clinical laboratory analyses and can be either provided by a single ("sole-source") laboratory or licensed or marketed to multiple providing laboratories (eg, cleared or approved by the Food and Drug Administration [FDA]). This subsection includes advanced diagnostic laboratory tests (ADLTs) and clinical diagnostic laboratory tests (CDLTs), as defined under the Protecting Access to Medicare Act (PAMA) of 2014. These analyses may include a range of medical laboratory tests including, but not limited to, multianalyte assays with algorithmic analyses (MAAA) and genomic sequencing procedures (GSP). The descriptor nomenclature follows, where possible, existing code conventions (eg, MAAA, GSP). Unless specifically noted, even though the Proprietary Laboratory Analyses section of the code set is located at the end of the Pathology and Laboratory section of the code set, a PLA code does not fulfill Category I code criteria. PLA codes are not required to fulfill the Category I criteria. The standards for inclusion in the PLA section are: The test must be commercially available in the United States for use on human specimens and The clinical laboratory or manufacturer that offers the test must request the code. For similar laboratory analyses that fulfill Category I criteria, see codes listed in the numeric 80000 series. When a PLA code is available to report a given proprietary laboratory service, that PLA code takes precedence. The service should not be reported with any other CPT® code(s) and other CPT® code(s) should not be used to report services that may be reported with that specific PLA code. These codes encompass all analytical services required for the analysis (eg, cell lysis, nucleic acid stabilization, extraction, digestion, amplification, hybridization and detection). For molecular analyses, additional procedures that are required prior to cell lysis (eg, microdissection [codes 88380 and 88381]) may be reported separately. Codes in this subsection are released on a quarterly basis to expedite dissemination for reporting. PLA codes will be published electronically on the AMA CPT® website (ama-assn.org/cpt-pla-codes), distributed via CPT® data files on a quarterly basis, and, at a minimum, made available in print annually in the CPT® codebook. See the Introduction section of the CPT® code set for a complete list of the dates of release and implementation. All codes that are included in this section are also included in Appendix O, with the procedure's proprietary name. In order to report a PLA code, the analysis performed must fulfill the code descriptor and must be the test represented by the proprietary name listed in Appendix O. In some instances, the descriptor language of PLA codes may be identical and the code may only be differentiated by the listed proprietary name in Appendix O. When more than one PLA has an identical descriptor, the codes will be denoted by the symbol "â™“." All PLA tests will have assigned codes in the PLA section of the code set. Any PLA coded test(s) that satisfies Category I criteria and has been accepted by the CPT® Editorial Panel will be designated by the addition of the symbol "^" to the existing PLA code and will remain in the PLA section of the code set. If a proprietary test has already been accepted for a Category I code and a code has not been published, subsequent application for a PLA code will take precedence. The code will only be placed in the PLA section. The accuracy of a PLA code is to be maintained by the original applicant, or the current owner of the test kit or laboratory performing the proprietary test. A new PLA code is required when: 1. Additional nucleic acid (DNA or RNA) and/or protein analysis(es) are added to the current PLA test, or 2. The name of the PLA test has changed in association with changes in test performance or test characteristics. The addition or modification of the therapeutic applications of the test require submission of a code change application, but it may not require a new code number. | 0001U-0599U | https://www.aapc.com/codes/cpt-codes/0254U | 2025-10-27T17:46:54.316419Z
0255U | Andrology (infertility), sperm-capacitation assessment of ganglioside GM1 distribution patterns, fluorescence microscopy, fresh or frozen specimen, reported as percentage of capacitated sperm and probability of generating a pregnancy score | This is a Proprietary Laboratory Analyses (PLA) code, meaning that the code applies to only one unique lab test made by a specific manufacturer or performed by a specific lab. Report 0255U only for Cap–Score™ Test, from Androvia LifeSciences, on a sperm specimen. The test triggers capacitation, which is a biochemical process that prepares the sperm to fertilize the egg by making specific changes such as ganglioside GM1 distribution patterns, and then evaluates the percentage of capacitated sperm using fluorescence microscopy to generate a score for probability of generating pregnancy. Explanation The lab analyst incubates the sperm specimen in an appropriate medium, then uses fluorescence microscopy to determine the percentage of sperm that demonstrate a ganglioside GM1 distribution pattern that indicates successful capacitation, which is a biochemical process that prepares the sperm to fertilize the egg. The test results indicate the percentage of capacitated sperm, and an algorithm converts the findings to a score for probability of generating pregnancy. The test indicates sperm function and fertilization potential. Although not limited to testing for a specific condition, clinicians may order this test as part of a full workup for infertility evaluation and treatment planning, including other common sperm assays such as motility, concentration, and morphology. Clinicians may also order the test to help evaluate the success of vasectomy reversal procedures. Terminology Capacitation: Functional maturation of sperm characterized by biochemical changes to the cell membrane and motility properties that enables the final step of fertilization, which is the acrosome reaction. Tips Use this code only for the appropriate proprietary test; report one unit of this code for a single specimen analyzed on a single date of service. Additional Info “U” codes are included in the CPT® code set to identify specific proprietary laboratory analyses (PLA) tests. PLA codes take precedence over the usual 80000 series codes for laboratory/pathology. Use this code only for the above–described test; do not report this test using any other CPT® code. PLA code descriptors follow existing code conventions when possible, and lab techniques used include multianalyte assays with algorithmic analyses (MAAA) and genomic sequencing procedures (GSP), among others. Read Less | Range Specific Guideline Proprietary laboratory analyses (PLA) codes describe proprietary clinical laboratory analyses and can be either provided by a single ("sole-source") laboratory or licensed or marketed to multiple providing laboratories (eg, cleared or approved by the Food and Drug Administration [FDA]). This subsection includes advanced diagnostic laboratory tests (ADLTs) and clinical diagnostic laboratory tests (CDLTs), as defined under the Protecting Access to Medicare Act (PAMA) of 2014. These analyses may include a range of medical laboratory tests including, but not limited to, multianalyte assays with algorithmic analyses (MAAA) and genomic sequencing procedures (GSP). The descriptor nomenclature follows, where possible, existing code conventions (eg, MAAA, GSP). Unless specifically noted, even though the Proprietary Laboratory Analyses section of the code set is located at the end of the Pathology and Laboratory section of the code set, a PLA code does not fulfill Category I code criteria. PLA codes are not required to fulfill the Category I criteria. The standards for inclusion in the PLA section are: The test must be commercially available in the United States for use on human specimens and The clinical laboratory or manufacturer that offers the test must request the code. For similar laboratory analyses that fulfill Category I criteria, see codes listed in the numeric 80000 series. When a PLA code is available to report a given proprietary laboratory service, that PLA code takes precedence. The service should not be reported with any other CPT® code(s) and other CPT® code(s) should not be used to report services that may be reported with that specific PLA code. These codes encompass all analytical services required for the analysis (eg, cell lysis, nucleic acid stabilization, extraction, digestion, amplification, hybridization and detection). For molecular analyses, additional procedures that are required prior to cell lysis (eg, microdissection [codes 88380 and 88381]) may be reported separately. Codes in this subsection are released on a quarterly basis to expedite dissemination for reporting. PLA codes will be published electronically on the AMA CPT® website (ama-assn.org/cpt-pla-codes), distributed via CPT® data files on a quarterly basis, and, at a minimum, made available in print annually in the CPT® codebook. See the Introduction section of the CPT® code set for a complete list of the dates of release and implementation. All codes that are included in this section are also included in Appendix O, with the procedure's proprietary name. In order to report a PLA code, the analysis performed must fulfill the code descriptor and must be the test represented by the proprietary name listed in Appendix O. In some instances, the descriptor language of PLA codes may be identical and the code may only be differentiated by the listed proprietary name in Appendix O. When more than one PLA has an identical descriptor, the codes will be denoted by the symbol "â™“." All PLA tests will have assigned codes in the PLA section of the code set. Any PLA coded test(s) that satisfies Category I criteria and has been accepted by the CPT® Editorial Panel will be designated by the addition of the symbol "^" to the existing PLA code and will remain in the PLA section of the code set. If a proprietary test has already been accepted for a Category I code and a code has not been published, subsequent application for a PLA code will take precedence. The code will only be placed in the PLA section. The accuracy of a PLA code is to be maintained by the original applicant, or the current owner of the test kit or laboratory performing the proprietary test. A new PLA code is required when: 1. Additional nucleic acid (DNA or RNA) and/or protein analysis(es) are added to the current PLA test, or 2. The name of the PLA test has changed in association with changes in test performance or test characteristics. The addition or modification of the therapeutic applications of the test require submission of a code change application, but it may not require a new code number. | 0001U-0599U | https://www.aapc.com/codes/cpt-codes/0255U | 2025-10-27T17:47:11.565884Z
0256U | Trimethylamine/trimethylamine N-oxide (TMA/TMAO) profile, tandem mass spectrometry (MS/MS), urine, with algorithmic analysis and interpretive report | This is a Proprietary Laboratory Analyses (PLA) code, meaning that the code applies to only one unique lab test made by a specific manufacturer or performed by a specific lab. Report 0256U only for Trimethylamine (TMA) and TMA N–Oxide test from Children’s Hospital Colorado Laboratory on a urine specimen. The test uses tandem mass spectrometry (MS/MS) to measure the levels of trimethylamine (TMA) and trimethylamine N–oxide (TMAO) in urine. Combined with an algorithmic analysis, the test aids in the diagnosis of trimethylaminuria (TMAU), also known as “fish odor syndrome.” Explanation The lab analyst processes two urine specimens, one from first–morning void and one from post–oral–choline dose. The test uses tandem mass spectrometry (MS/MS), which ionizes, separates, fragments, and detects targets in the specimen based on mass. After performing MS/MS to measure the levels of trimethylamine (TMA) and trimethylamine N–oxide (TMAO) in the specimens, the assay uses an algorithmic analysis of the results and provides an interpretive report of the findings. Although not limited to testing for a specific condition, clinicians may order this test for patients with symptoms of a fish–like body odor in sweat, urine, breath, and other secretions. The test can aid in the diagnosis of trimethylaminuria (TMAU), a condition in which the normal conversion of trimethylamine, a strong–smelling chemical produced during digestion, to trimethylamine N–oxide, an odorless chemical, does not occur. Terminology Algorithm: A specific set of step–by–step calculations using defined inputs at each step to produce a useful output; for multianalyte assays with algorithmic analyses (MAAA), the output involves some sort of diagnostic or prognostic information about treatment options or disease outcomes. Mass spectrometry: A lab technique that separates the components of a sample based on their mass, the density and type of atoms in an object or substance. Multianalyte assays with algorithmic analyses (MAAA): A set of codes generally unique to a single clinical laboratory or manufacture; they typically list all the analytic and algorithmic analysis for a type of disease, such cancer; the type and number of analytes, such as proteins; the lab methods, such as immunoassay; the specimen type, such as blood; and the result type, such as prognostic risk score. Tips Use this code only for the appropriate proprietary test; report one unit of this code for a single specimen analyzed on a single date of service. Additional Info “U” codes are included in the CPT® code set to identify specific proprietary laboratory analyses (PLA) tests. PLA codes take precedence over the usual 80000 series codes for laboratory/pathology. Use this code only for the above–described test; do not report this test using any other CPT® code. PLA code descriptors follow existing code conventions when possible, and lab techniques used include multianalyte assays with algorithmic analyses (MAAA) and genomic sequencing procedures (GSP), among others. Read Less | Range Specific Guideline Proprietary laboratory analyses (PLA) codes describe proprietary clinical laboratory analyses and can be either provided by a single ("sole-source") laboratory or licensed or marketed to multiple providing laboratories (eg, cleared or approved by the Food and Drug Administration [FDA]). This subsection includes advanced diagnostic laboratory tests (ADLTs) and clinical diagnostic laboratory tests (CDLTs), as defined under the Protecting Access to Medicare Act (PAMA) of 2014. These analyses may include a range of medical laboratory tests including, but not limited to, multianalyte assays with algorithmic analyses (MAAA) and genomic sequencing procedures (GSP). The descriptor nomenclature follows, where possible, existing code conventions (eg, MAAA, GSP). Unless specifically noted, even though the Proprietary Laboratory Analyses section of the code set is located at the end of the Pathology and Laboratory section of the code set, a PLA code does not fulfill Category I code criteria. PLA codes are not required to fulfill the Category I criteria. The standards for inclusion in the PLA section are: The test must be commercially available in the United States for use on human specimens and The clinical laboratory or manufacturer that offers the test must request the code. For similar laboratory analyses that fulfill Category I criteria, see codes listed in the numeric 80000 series. When a PLA code is available to report a given proprietary laboratory service, that PLA code takes precedence. The service should not be reported with any other CPT® code(s) and other CPT® code(s) should not be used to report services that may be reported with that specific PLA code. These codes encompass all analytical services required for the analysis (eg, cell lysis, nucleic acid stabilization, extraction, digestion, amplification, hybridization and detection). For molecular analyses, additional procedures that are required prior to cell lysis (eg, microdissection [codes 88380 and 88381]) may be reported separately. Codes in this subsection are released on a quarterly basis to expedite dissemination for reporting. PLA codes will be published electronically on the AMA CPT® website (ama-assn.org/cpt-pla-codes), distributed via CPT® data files on a quarterly basis, and, at a minimum, made available in print annually in the CPT® codebook. See the Introduction section of the CPT® code set for a complete list of the dates of release and implementation. All codes that are included in this section are also included in Appendix O, with the procedure's proprietary name. In order to report a PLA code, the analysis performed must fulfill the code descriptor and must be the test represented by the proprietary name listed in Appendix O. In some instances, the descriptor language of PLA codes may be identical and the code may only be differentiated by the listed proprietary name in Appendix O. When more than one PLA has an identical descriptor, the codes will be denoted by the symbol "â™“." All PLA tests will have assigned codes in the PLA section of the code set. Any PLA coded test(s) that satisfies Category I criteria and has been accepted by the CPT® Editorial Panel will be designated by the addition of the symbol "^" to the existing PLA code and will remain in the PLA section of the code set. If a proprietary test has already been accepted for a Category I code and a code has not been published, subsequent application for a PLA code will take precedence. The code will only be placed in the PLA section. The accuracy of a PLA code is to be maintained by the original applicant, or the current owner of the test kit or laboratory performing the proprietary test. A new PLA code is required when: 1. Additional nucleic acid (DNA or RNA) and/or protein analysis(es) are added to the current PLA test, or 2. The name of the PLA test has changed in association with changes in test performance or test characteristics. The addition or modification of the therapeutic applications of the test require submission of a code change application, but it may not require a new code number. | 0001U-0599U | https://www.aapc.com/codes/cpt-codes/0256U | 2025-10-27T17:47:29.889884Z
0257U | Very long chain acyl-coenzyme A (CoA) dehydrogenase (VLCAD), leukocyte enzyme activity, whole blood | This is a Proprietary Laboratory Analyses (PLA) code, meaning that the code applies to only one unique lab test made by a specific manufacturer or performed by a specific lab. Report 0257U only for Very–Long Chain Acyl–CoA Dehydrogenase (VLCAD) Enzyme Activity, from Children’s Hospital Colorado Laboratory, on a blood specimen. The test uses tandem mass spectrometry (MS/MS) to measure the levels of VLCAD enzyme activity in leukocytes to aid in diagnosis and treatment planning for VLCAD deficiency, which is a severe disorder of fatty–acid metabolism. Explanation Using a blood specimen, the lab analyst isolates leukocytes, which are white blood cells, and uses a procedure such as tandem mass spectrometry (MS/MS), which ionizes, separates, fragments, and detects targets in the specimen based on mass, to determine the level of Very–Long Chain Acyl–CoA Dehydrogenase (VLCAD) enzyme in the specimen. Although not limited to testing for a specific condition, clinicians may order this test for infants who have a positive screening test for VLCAD deficiency. The screening tests may demonstrate elevated levels of certain fatty acids such as tetradecenoylcarnitine (C14:1), and possibly specific genetic mutation findings that indicate the need for this enzyme activity test. VLCAD deficiency may result in severe conditions impacting multiple organs that could be progressive and fatal, but early intervention can improve outcomes. Terminology Enzyme: A biological compound that acts as a selective catalyst to increase the rate and specificity of certain biochemical reactions, such as breaking down a specific compound. Mass spectrometry: A lab technique that separates the components of a sample based on their mass, the density and type of atoms in an object or substance. Multianalyte assays with algorithmic analyses (MAAA): A set of codes generally unique to a single clinical laboratory or manufacture; they typically list all the analytic and algorithmic analysis for a type of disease, such cancer; the type and number of analytes, such as proteins; the lab methods, such as immunoassay; the specimen type, such as blood; and the result type, such as prognostic risk score. White blood cells (WBCs): Cells that are part of the immune system and help defend the body against infectious agents; one of the three main cell types in blood, also known as leukocytes, WBC elevation is an indication of infection or other disease process. Tips Use this code only for the appropriate proprietary test; report one unit of this code for a single specimen analyzed on a single date of service. Some payers may pay separately for collecting the specimen. Additional Info “U” codes are included in the CPT® code set to identify specific proprietary laboratory analyses (PLA) tests. PLA codes take precedence over the usual 80000 series codes for laboratory/pathology. Use this code only for the above–described test; do not report this test using any other CPT® code. PLA code descriptors follow existing code conventions when possible, and lab techniques used include multianalyte assays with algorithmic analyses (MAAA) and genomic sequencing procedures (GSP), among others. Read Less | Range Specific Guideline Proprietary laboratory analyses (PLA) codes describe proprietary clinical laboratory analyses and can be either provided by a single ("sole-source") laboratory or licensed or marketed to multiple providing laboratories (eg, cleared or approved by the Food and Drug Administration [FDA]). This subsection includes advanced diagnostic laboratory tests (ADLTs) and clinical diagnostic laboratory tests (CDLTs), as defined under the Protecting Access to Medicare Act (PAMA) of 2014. These analyses may include a range of medical laboratory tests including, but not limited to, multianalyte assays with algorithmic analyses (MAAA) and genomic sequencing procedures (GSP). The descriptor nomenclature follows, where possible, existing code conventions (eg, MAAA, GSP). Unless specifically noted, even though the Proprietary Laboratory Analyses section of the code set is located at the end of the Pathology and Laboratory section of the code set, a PLA code does not fulfill Category I code criteria. PLA codes are not required to fulfill the Category I criteria. The standards for inclusion in the PLA section are: The test must be commercially available in the United States for use on human specimens and The clinical laboratory or manufacturer that offers the test must request the code. For similar laboratory analyses that fulfill Category I criteria, see codes listed in the numeric 80000 series. When a PLA code is available to report a given proprietary laboratory service, that PLA code takes precedence. The service should not be reported with any other CPT® code(s) and other CPT® code(s) should not be used to report services that may be reported with that specific PLA code. These codes encompass all analytical services required for the analysis (eg, cell lysis, nucleic acid stabilization, extraction, digestion, amplification, hybridization and detection). For molecular analyses, additional procedures that are required prior to cell lysis (eg, microdissection [codes 88380 and 88381]) may be reported separately. Codes in this subsection are released on a quarterly basis to expedite dissemination for reporting. PLA codes will be published electronically on the AMA CPT® website (ama-assn.org/cpt-pla-codes), distributed via CPT® data files on a quarterly basis, and, at a minimum, made available in print annually in the CPT® codebook. See the Introduction section of the CPT® code set for a complete list of the dates of release and implementation. All codes that are included in this section are also included in Appendix O, with the procedure's proprietary name. In order to report a PLA code, the analysis performed must fulfill the code descriptor and must be the test represented by the proprietary name listed in Appendix O. In some instances, the descriptor language of PLA codes may be identical and the code may only be differentiated by the listed proprietary name in Appendix O. When more than one PLA has an identical descriptor, the codes will be denoted by the symbol "â™“." All PLA tests will have assigned codes in the PLA section of the code set. Any PLA coded test(s) that satisfies Category I criteria and has been accepted by the CPT® Editorial Panel will be designated by the addition of the symbol "^" to the existing PLA code and will remain in the PLA section of the code set. If a proprietary test has already been accepted for a Category I code and a code has not been published, subsequent application for a PLA code will take precedence. The code will only be placed in the PLA section. The accuracy of a PLA code is to be maintained by the original applicant, or the current owner of the test kit or laboratory performing the proprietary test. A new PLA code is required when: 1. Additional nucleic acid (DNA or RNA) and/or protein analysis(es) are added to the current PLA test, or 2. The name of the PLA test has changed in association with changes in test performance or test characteristics. The addition or modification of the therapeutic applications of the test require submission of a code change application, but it may not require a new code number. | 0001U-0599U | https://www.aapc.com/codes/cpt-codes/0257U | 2025-10-27T17:47:47.770979Z
0258U | Autoimmune (psoriasis), mRNA, next-generation sequencing, gene expression profiling of 50-100 genes, skin-surface collection using adhesive patch, algorithm reported as likelihood of response to psoriasis biologics | This is a Proprietary Laboratory Analyses (PLA) code, meaning that the code applies to only one unique lab test made by a specific manufacturer or performed by a specific lab. Report 0258U only for Mind.Px, from Mindera Corporation, on a psoriasis skin specimen sampled using a proprietary collection patch that captures RNA from the lesion. The test uses next–generation sequencing (NGS) to evaluate gene expression of 50 to 100 genes and algorithmic analysis of the findings to aid in selecting appropriate medication to treat psoriasis. Explanation Using RNA captured from a proprietary Mindera patch applied to a psoriasis lesion, the lab analyst uses next–generation sequencing (NGS) to evaluate gene expression, which is RNA transcription from DNA, of 50 to 100 genes that includes over 7000 biomarkers. NGS uses an automated instrument that can simultaneously determine the order of DNA or RNA nucleotides in many genes from the patient specimen and use bioinformatics to interpret the results relative to variant gene sequences associated with certain conditions. The assay includes an algorithmic analysis of the findings using the Mindera SkinAtlas™ database to target patient response to treatment medications. Although not limited to testing for a specific condition, clinicians may order this test to aid in selection of the most successful psoriasis treatment option for the individual. Current psoriasis treatment often requires multiple changes in medication to find the most successful option, adding to patient discomfort and expense. Terminology Bioinformatics: Discipline used to gather, store, and evaluate biological data, such as gene sequences, using computer systems. Deoxyribonucleic acid (DNA): A form of nucleic acid that consists of a sequence of specific biological chemicals (nucleotides) which carry genetic information. Gene: Specific nucleic acid sequence associated with a unique function in the body such as production of a specific protein. Gene expression: The two–step process by which cells generate messenger RNA m(RNA) from a DNA template (transcription), then generate a protein from the mRNA template (translation). Mutation: An alteration in a deoxyribonucleic acid (DNA) sequence that may lead to pathologic changes in the organism. Next–generation sequencing (NGS): A general term for number of different modern DNA and RNA sequencing technologies that are quicker and cheaper than the previous methods; also known as high–throughput sequencing Nucleotide: A compound or organic molecule that forms the basic structural unit of nucleic acids, such as deoxyribonucleic acid (DNA). Ribonucleic acid (RNA): One of the essential building blocks of life, along with deoxyribonucleic acid (DNA) and proteins; RNA acts as a messenger (mRNA), carrying genetic information from DNA to proteins, helps regulate cellular processes, and, like enzymes, can speed up chemical reactions; RNA, rather than DNA, carries genetic information in some important viruses. Transcription: Generation of complementary mRNA sequence from a DNA template. Variant: A gene that differs from the usual nucleic acid sequence due to events such as nucleotide deletions or insertions or substitutions; may cause conditions such as genetic disorders or cancer. Tips Use this code only for the appropriate proprietary test; report one unit of this code for a single specimen analyzed on a single date of service. Additional Info “U” codes are included in the CPT® code set to identify specific proprietary laboratory analyses (PLA) tests. PLA codes take precedence over the usual 80000 series codes for laboratory/pathology. Use this code only for the above–described test; do not report this test using any other CPT® code. PLA code descriptors follow existing code conventions when possible, and lab techniques used include multianalyte assays with algorithmic analyses (MAAA) and genomic sequencing procedures (GSP), among others. Read Less | Range Specific Guideline Proprietary laboratory analyses (PLA) codes describe proprietary clinical laboratory analyses and can be either provided by a single ("sole-source") laboratory or licensed or marketed to multiple providing laboratories (eg, cleared or approved by the Food and Drug Administration [FDA]). This subsection includes advanced diagnostic laboratory tests (ADLTs) and clinical diagnostic laboratory tests (CDLTs), as defined under the Protecting Access to Medicare Act (PAMA) of 2014. These analyses may include a range of medical laboratory tests including, but not limited to, multianalyte assays with algorithmic analyses (MAAA) and genomic sequencing procedures (GSP). The descriptor nomenclature follows, where possible, existing code conventions (eg, MAAA, GSP). Unless specifically noted, even though the Proprietary Laboratory Analyses section of the code set is located at the end of the Pathology and Laboratory section of the code set, a PLA code does not fulfill Category I code criteria. PLA codes are not required to fulfill the Category I criteria. The standards for inclusion in the PLA section are: The test must be commercially available in the United States for use on human specimens and The clinical laboratory or manufacturer that offers the test must request the code. For similar laboratory analyses that fulfill Category I criteria, see codes listed in the numeric 80000 series. When a PLA code is available to report a given proprietary laboratory service, that PLA code takes precedence. The service should not be reported with any other CPT® code(s) and other CPT® code(s) should not be used to report services that may be reported with that specific PLA code. These codes encompass all analytical services required for the analysis (eg, cell lysis, nucleic acid stabilization, extraction, digestion, amplification, hybridization and detection). For molecular analyses, additional procedures that are required prior to cell lysis (eg, microdissection [codes 88380 and 88381]) may be reported separately. Codes in this subsection are released on a quarterly basis to expedite dissemination for reporting. PLA codes will be published electronically on the AMA CPT® website (ama-assn.org/cpt-pla-codes), distributed via CPT® data files on a quarterly basis, and, at a minimum, made available in print annually in the CPT® codebook. See the Introduction section of the CPT® code set for a complete list of the dates of release and implementation. All codes that are included in this section are also included in Appendix O, with the procedure's proprietary name. In order to report a PLA code, the analysis performed must fulfill the code descriptor and must be the test represented by the proprietary name listed in Appendix O. In some instances, the descriptor language of PLA codes may be identical and the code may only be differentiated by the listed proprietary name in Appendix O. When more than one PLA has an identical descriptor, the codes will be denoted by the symbol "â™“." All PLA tests will have assigned codes in the PLA section of the code set. Any PLA coded test(s) that satisfies Category I criteria and has been accepted by the CPT® Editorial Panel will be designated by the addition of the symbol "^" to the existing PLA code and will remain in the PLA section of the code set. If a proprietary test has already been accepted for a Category I code and a code has not been published, subsequent application for a PLA code will take precedence. The code will only be placed in the PLA section. The accuracy of a PLA code is to be maintained by the original applicant, or the current owner of the test kit or laboratory performing the proprietary test. A new PLA code is required when: 1. Additional nucleic acid (DNA or RNA) and/or protein analysis(es) are added to the current PLA test, or 2. The name of the PLA test has changed in association with changes in test performance or test characteristics. The addition or modification of the therapeutic applications of the test require submission of a code change application, but it may not require a new code number. | 0001U-0599U | https://www.aapc.com/codes/cpt-codes/0258U | 2025-10-27T17:48:05.633793Z
0259U | Nephrology (chronic kidney disease), nuclear magnetic resonance spectroscopy measurement of myo-inositol, valine, and creatinine, algorithmically combined with cystatin C (by immunoassay) and demographic data to determine estimated glomerular filtration rate (GFR), serum, quantitative | This is a Proprietary Laboratory Analyses (PLA) code, meaning that the code applies to only one unique lab test made by a specific manufacturer or performed by a specific lab. Report 0259U only for GFR by NMR, from Labtech™ Diagnostics, on a serum specimen. The test uses nuclear magnetic resonance (NMR) spectroscopy to measure myo–inositol, valine, and creatinine, plus an immunoassay to measure cystatin C. Using the test results and demographic data, an algorithmic analysis produces an estimated glomerular filtration rate (GFR), which indicates how well the kidneys are working, specifically for patients with chronic kidney disease. Explanation The lab analyst measures the serum level of a group of metabolites including myo–inositol, valine, and creatinine using nuclear magnetic resonance (NMR) spectroscopy, which can identify and quantify molecules based on magnetic properties of the nuclei of atoms. The analyst also performs an immunoassay that uses an antibody/antigen reaction to measure cystatin C levels in the serum, and combines the findings with patient data and an algorithmic analysis to determine an estimated glomerular filtration rate (GFR). Although not limited to testing for a specific condition, clinicians may order this test for patients with chronic kidney disease to indicate how well the kidneys are functioning. Specifically, GFR indicates the rate at which blood passes through the kidney filter clusters, called glomeruli. Standard testing for estimated GFR uses blood creatinine levels, but recent studies indicate the NMR method provides a better estimate of GFR. Terminology Antibody: A protein produced by the body as an immune–system response to a specific antigen, such as a bacteria or foreign substance; lab tests may utilize reactions between antibodies and antigens to identify a substance in a patient specimen; may also be referred to as immunoglobulin. Antigen: A substance that the body reacts to with an immune response, such as by producing a specific antibody; lab tests may utilize reactions between antibodies and antigens to identify a substance in a patient specimen. Glomerular filtration rate (GFR): The rate at which the kidneys can process the elements in the blood so they can be eliminated through urine. Immunoassay: A biochemical test that uses an antibody/antigen reaction to detect and possibly quantify a specific substance present in the specimen, such as blood. Metabolite: A chemical used or made as part of processes in the body, called metabolism, that make energy and substances for living and functioning. Nuclear magnetic resonance spectroscopy (NMR spectroscopy): A technique that uses magnetic properties of the nucleus of an atom to identify substances and the properties of the molecule. Serum: The clear liquid portion of blood that is not cellular and contains important components such as antibodies, proteins produced in blood that are activated as part of the immune response to neutralize specific invaders such as bacteria or viruses. Tips Use this code only for the appropriate proprietary test; report one unit of this code for a single specimen analyzed on a single date of service. Some payers may pay separately for collecting the specimen. Additional Info “U” codes are included in the CPT® code set to identify specific proprietary laboratory analyses (PLA) tests. PLA codes take precedence over the usual 80000 series codes for laboratory/pathology. Use this code only for the above–described test; do not report this test using any other CPT® code. PLA code descriptors follow existing code conventions when possible, and lab techniques used include multianalyte assays with algorithmic analyses (MAAA) and genomic sequencing procedures (GSP), among others. Read Less | Range Specific Guideline Proprietary laboratory analyses (PLA) codes describe proprietary clinical laboratory analyses and can be either provided by a single ("sole-source") laboratory or licensed or marketed to multiple providing laboratories (eg, cleared or approved by the Food and Drug Administration [FDA]). This subsection includes advanced diagnostic laboratory tests (ADLTs) and clinical diagnostic laboratory tests (CDLTs), as defined under the Protecting Access to Medicare Act (PAMA) of 2014. These analyses may include a range of medical laboratory tests including, but not limited to, multianalyte assays with algorithmic analyses (MAAA) and genomic sequencing procedures (GSP). The descriptor nomenclature follows, where possible, existing code conventions (eg, MAAA, GSP). Unless specifically noted, even though the Proprietary Laboratory Analyses section of the code set is located at the end of the Pathology and Laboratory section of the code set, a PLA code does not fulfill Category I code criteria. PLA codes are not required to fulfill the Category I criteria. The standards for inclusion in the PLA section are: The test must be commercially available in the United States for use on human specimens and The clinical laboratory or manufacturer that offers the test must request the code. For similar laboratory analyses that fulfill Category I criteria, see codes listed in the numeric 80000 series. When a PLA code is available to report a given proprietary laboratory service, that PLA code takes precedence. The service should not be reported with any other CPT® code(s) and other CPT® code(s) should not be used to report services that may be reported with that specific PLA code. These codes encompass all analytical services required for the analysis (eg, cell lysis, nucleic acid stabilization, extraction, digestion, amplification, hybridization and detection). For molecular analyses, additional procedures that are required prior to cell lysis (eg, microdissection [codes 88380 and 88381]) may be reported separately. Codes in this subsection are released on a quarterly basis to expedite dissemination for reporting. PLA codes will be published electronically on the AMA CPT® website (ama-assn.org/cpt-pla-codes), distributed via CPT® data files on a quarterly basis, and, at a minimum, made available in print annually in the CPT® codebook. See the Introduction section of the CPT® code set for a complete list of the dates of release and implementation. All codes that are included in this section are also included in Appendix O, with the procedure's proprietary name. In order to report a PLA code, the analysis performed must fulfill the code descriptor and must be the test represented by the proprietary name listed in Appendix O. In some instances, the descriptor language of PLA codes may be identical and the code may only be differentiated by the listed proprietary name in Appendix O. When more than one PLA has an identical descriptor, the codes will be denoted by the symbol "â™“." All PLA tests will have assigned codes in the PLA section of the code set. Any PLA coded test(s) that satisfies Category I criteria and has been accepted by the CPT® Editorial Panel will be designated by the addition of the symbol "^" to the existing PLA code and will remain in the PLA section of the code set. If a proprietary test has already been accepted for a Category I code and a code has not been published, subsequent application for a PLA code will take precedence. The code will only be placed in the PLA section. The accuracy of a PLA code is to be maintained by the original applicant, or the current owner of the test kit or laboratory performing the proprietary test. A new PLA code is required when: 1. Additional nucleic acid (DNA or RNA) and/or protein analysis(es) are added to the current PLA test, or 2. The name of the PLA test has changed in association with changes in test performance or test characteristics. The addition or modification of the therapeutic applications of the test require submission of a code change application, but it may not require a new code number. | 0001U-0599U | https://www.aapc.com/codes/cpt-codes/0259U | 2025-10-27T17:48:23.834998Z
0260U | Rare diseases (constitutional/heritable disorders), identification of copy number variations, inversions, insertions, translocations, and other structural variants by optical genome mapping Notes: (For additional PLA codes with identical clinical descriptor, see 0264U, 0454U. See Appendix O or the most current listing on the AMA CPT website to determine appropriate code assignment) | This is a Proprietary Laboratory Analyses (PLA) code, meaning that the code applies to only one unique lab test made by a specific manufacturer or performed by a specific lab. Report 0260U only for Augusta Optical Genome Mapping from Georgia Esoteric and Molecular (GEM) Laboratory LLC. The test, on a specimen such as blood, uses optical genome mapping (OGM) to identify chromosomal structural variants to aid in diagnosis of neurodevelopmental genetic disorders. Explanation The lab analyst performs optical genomic mapping (OGM), which offers a high–resolution view of the structural organization of chromosomes and DNA. OGM focuses on identifying and mapping structural variations in the genome, such as copy number variations, inversions, insertions, deletions, and translocations. The single assay provides similar data typically available using different assays, such as chromosomal microarray, Fragile X testing, and karyotyping. Clinicians may order this test to aid in diagnosis and treatment of patients with suspected neurodevelopmental genetic disorders. Neurodevelopmental disorders are a group of disorders associated with delayed or impaired brain and/or central nervous system development resulting in developmental brain dysfunction, impaired motor function, and mental disorders. Terminology Chromosome: Found in the nucleus of cells, a chromosome is a DNA molecule that appears as a threadlike structure, especially during cell division; the chromosomes that determine the sex of an individual are called sex chromosomes; males have one Y and one X chromosome, while females have two X chromosomes. Deoxyribonucleic acid (DNA): A form of nucleic acid that consists of a sequence of specific biological chemicals (nucleotides) which carry genetic information. Duplication and/or deletion: Increase and/or decrease in the normal copy number, which is two copies of a gene sequence. Fragile X syndrome: A genetic disorder caused by a mutation in the FMR1 gene, resulting in intellectual disability and certain facial characteristics. Heritable: Refers to the variance of a genetic trait as it's expressed in a population, i.e., a certain genetic trait be expressed 80% of the time, 60% of the time, or 30% of the time; inheritable simply means that a certain trait, such a color of eyes or hair, is genetic. Karyotyping: A lab test that pairs all chromosomes of an organism to reveal number and structural features that could indicate genetic anomalies. Rearrangement: Alteration in gene sequence due to breakage and reattachment. Translocation: The process or genetic abnormality that occurs when disparate portions of one or more chromosomes become attached and create a hybrid segment, known as a fusion gene, inserted in one or both of the broken chromosomes. Variant: A gene that differs from the usual nucleic acid sequence due to events such as nucleotide deletions or insertions or substitutions; may cause conditions such as genetic disorders or cancer. Tips Use this code only for the appropriate proprietary test; report one unit of this code for a single specimen analyzed on a single date of service. Codes 0260U, 0264U, and 0454U have the same code descriptor but are performed by different labs; ensure that you use the correct code for the unique PLA test. Additional Info “U” codes are included in the CPT® code set to identify specific proprietary laboratory analyses (PLA) tests. PLA codes take precedence over the usual 80000 series codes for laboratory/pathology. Use this code only for the above–described test; do not report this test using any other CPT® code. PLA code descriptors follow existing code conventions when possible, and lab techniques used include multianalyte assays with algorithmic analyses (MAAA) and genomic sequencing procedures (GSP), among others. Read Less | Range Specific Guideline Proprietary laboratory analyses (PLA) codes describe proprietary clinical laboratory analyses and can be either provided by a single ("sole-source") laboratory or licensed or marketed to multiple providing laboratories (eg, cleared or approved by the Food and Drug Administration [FDA]). This subsection includes advanced diagnostic laboratory tests (ADLTs) and clinical diagnostic laboratory tests (CDLTs), as defined under the Protecting Access to Medicare Act (PAMA) of 2014. These analyses may include a range of medical laboratory tests including, but not limited to, multianalyte assays with algorithmic analyses (MAAA) and genomic sequencing procedures (GSP). The descriptor nomenclature follows, where possible, existing code conventions (eg, MAAA, GSP). Unless specifically noted, even though the Proprietary Laboratory Analyses section of the code set is located at the end of the Pathology and Laboratory section of the code set, a PLA code does not fulfill Category I code criteria. PLA codes are not required to fulfill the Category I criteria. The standards for inclusion in the PLA section are: The test must be commercially available in the United States for use on human specimens and The clinical laboratory or manufacturer that offers the test must request the code. For similar laboratory analyses that fulfill Category I criteria, see codes listed in the numeric 80000 series. When a PLA code is available to report a given proprietary laboratory service, that PLA code takes precedence. The service should not be reported with any other CPT® code(s) and other CPT® code(s) should not be used to report services that may be reported with that specific PLA code. These codes encompass all analytical services required for the analysis (eg, cell lysis, nucleic acid stabilization, extraction, digestion, amplification, hybridization and detection). For molecular analyses, additional procedures that are required prior to cell lysis (eg, microdissection [codes 88380 and 88381]) may be reported separately. Codes in this subsection are released on a quarterly basis to expedite dissemination for reporting. PLA codes will be published electronically on the AMA CPT® website (ama-assn.org/cpt-pla-codes), distributed via CPT® data files on a quarterly basis, and, at a minimum, made available in print annually in the CPT® codebook. See the Introduction section of the CPT® code set for a complete list of the dates of release and implementation. All codes that are included in this section are also included in Appendix O, with the procedure's proprietary name. In order to report a PLA code, the analysis performed must fulfill the code descriptor and must be the test represented by the proprietary name listed in Appendix O. In some instances, the descriptor language of PLA codes may be identical and the code may only be differentiated by the listed proprietary name in Appendix O. When more than one PLA has an identical descriptor, the codes will be denoted by the symbol "â™“." All PLA tests will have assigned codes in the PLA section of the code set. Any PLA coded test(s) that satisfies Category I criteria and has been accepted by the CPT® Editorial Panel will be designated by the addition of the symbol "^" to the existing PLA code and will remain in the PLA section of the code set. If a proprietary test has already been accepted for a Category I code and a code has not been published, subsequent application for a PLA code will take precedence. The code will only be placed in the PLA section. The accuracy of a PLA code is to be maintained by the original applicant, or the current owner of the test kit or laboratory performing the proprietary test. A new PLA code is required when: 1. Additional nucleic acid (DNA or RNA) and/or protein analysis(es) are added to the current PLA test, or 2. The name of the PLA test has changed in association with changes in test performance or test characteristics. The addition or modification of the therapeutic applications of the test require submission of a code change application, but it may not require a new code number. | 0001U-0599U | https://www.aapc.com/codes/cpt-codes/0260U | 2025-10-27T17:48:41.962534Z
0261U | Oncology (colorectal cancer), image analysis with artificial intelligence assessment of 4 histologic and immunohistochemical features (CD3 and CD8 within tumor-stroma border and tumor core), tissue, reported as immune response and recurrence-risk score | This is a Proprietary Laboratory Analyses (PLA) code, meaning that the code applies to only one unique lab test made by a specific manufacturer or performed by a specific lab. Report 0261U only for Immunoscore®, from HalioDx, on a formalin–fixed paraffin–embedded (FFPE) colon cancer tissue specimen. The test uses digital assessment of CD3 and CD8, which indicate immune response to the tumor, to report a score for immune response and a score for risk–of–recurrence as high or low. Clinicians may order the test for patients with localized colon cancer to guide treatment. Explanation The lab analyst performs digital analysis of microscopic images of a formalin–fixed paraffin–embedded (FFPE) colon cancer tissue specimen. The analyst specifically targets the digital imaging to determine levels of CD3 and CD8, which are T–cell co–receptors, to measure host immune response at the tumor border and core. Although not limited to testing for a specific condition, clinicians may order this test for patients with localized colon cancer. Compared to typical diagnostic tools to define tumor cell characteristics (histopathology) and to assess relevant genetic mutations, this test uniquely evaluates the body’s immune response to the tumor, and is a strong indicator of treatment outcomes. The test results indicate the level of CD3 and CD8 as an immune–response score (IS 0–4) and a risk–of–relapse score of “High” (for IS 0 and 1) or “Low” (for IS 2–4). Terminology CD3: A specific protein complex co–receptor that works with T–cell receptors to facilitate an immune response. CD8: A specific transmembrane protein co–receptor that works with T–cell receptors to facilitate an immune response. Co–receptor: A cell–surface molecule that helps bind a cell to a specific receptor to facilitate a biological process. T–cell: A type of white blood cells, also called T–lymphocytes, that facilitate the body’s immune response against infection and cancer. Tips Use this code only for the appropriate proprietary test; report one unit of this code for a single specimen analyzed on a single date of service. Additional Info “U” codes are included in the CPT® code set to identify specific proprietary laboratory analyses (PLA) tests. PLA codes take precedence over the usual 80000 series codes for laboratory/pathology. Use this code only for the above–described test; do not report this test using any other CPT® code. PLA code descriptors follow existing code conventions when possible, and lab techniques used include multianalyte assays with algorithmic analyses (MAAA) and genomic sequencing procedures (GSP), among others. Read Less | Range Specific Guideline Proprietary laboratory analyses (PLA) codes describe proprietary clinical laboratory analyses and can be either provided by a single ("sole-source") laboratory or licensed or marketed to multiple providing laboratories (eg, cleared or approved by the Food and Drug Administration [FDA]). This subsection includes advanced diagnostic laboratory tests (ADLTs) and clinical diagnostic laboratory tests (CDLTs), as defined under the Protecting Access to Medicare Act (PAMA) of 2014. These analyses may include a range of medical laboratory tests including, but not limited to, multianalyte assays with algorithmic analyses (MAAA) and genomic sequencing procedures (GSP). The descriptor nomenclature follows, where possible, existing code conventions (eg, MAAA, GSP). Unless specifically noted, even though the Proprietary Laboratory Analyses section of the code set is located at the end of the Pathology and Laboratory section of the code set, a PLA code does not fulfill Category I code criteria. PLA codes are not required to fulfill the Category I criteria. The standards for inclusion in the PLA section are: The test must be commercially available in the United States for use on human specimens and The clinical laboratory or manufacturer that offers the test must request the code. For similar laboratory analyses that fulfill Category I criteria, see codes listed in the numeric 80000 series. When a PLA code is available to report a given proprietary laboratory service, that PLA code takes precedence. The service should not be reported with any other CPT® code(s) and other CPT® code(s) should not be used to report services that may be reported with that specific PLA code. These codes encompass all analytical services required for the analysis (eg, cell lysis, nucleic acid stabilization, extraction, digestion, amplification, hybridization and detection). For molecular analyses, additional procedures that are required prior to cell lysis (eg, microdissection [codes 88380 and 88381]) may be reported separately. Codes in this subsection are released on a quarterly basis to expedite dissemination for reporting. PLA codes will be published electronically on the AMA CPT® website (ama-assn.org/cpt-pla-codes), distributed via CPT® data files on a quarterly basis, and, at a minimum, made available in print annually in the CPT® codebook. See the Introduction section of the CPT® code set for a complete list of the dates of release and implementation. All codes that are included in this section are also included in Appendix O, with the procedure's proprietary name. In order to report a PLA code, the analysis performed must fulfill the code descriptor and must be the test represented by the proprietary name listed in Appendix O. In some instances, the descriptor language of PLA codes may be identical and the code may only be differentiated by the listed proprietary name in Appendix O. When more than one PLA has an identical descriptor, the codes will be denoted by the symbol "â™“." All PLA tests will have assigned codes in the PLA section of the code set. Any PLA coded test(s) that satisfies Category I criteria and has been accepted by the CPT® Editorial Panel will be designated by the addition of the symbol "^" to the existing PLA code and will remain in the PLA section of the code set. If a proprietary test has already been accepted for a Category I code and a code has not been published, subsequent application for a PLA code will take precedence. The code will only be placed in the PLA section. The accuracy of a PLA code is to be maintained by the original applicant, or the current owner of the test kit or laboratory performing the proprietary test. A new PLA code is required when: 1. Additional nucleic acid (DNA or RNA) and/or protein analysis(es) are added to the current PLA test, or 2. The name of the PLA test has changed in association with changes in test performance or test characteristics. The addition or modification of the therapeutic applications of the test require submission of a code change application, but it may not require a new code number. | 0001U-0599U | https://www.aapc.com/codes/cpt-codes/0261U | 2025-10-27T17:48:59.296027Z
0262U | Oncology (solid tumor), gene expression profiling by real-time RT-PCR of 7 gene pathways (ER, AR, PI3K, MAPK, HH, TGFB, Notch), formalin-fixed paraffin-embedded (FFPE), algorithm reported as gene pathway activity score | This is a Proprietary Laboratory Analyses (PLA) code, meaning that the code applies to only one unique lab test made by a specific manufacturer or performed by a specific lab. Report 0262U only for OncoSignal 7 Pathway Signal, from Protean BioDiagnostics and Philips Electronics, Nederland, using a formalin–fixed paraffin–embedded (FFPE) cancer tissue specimen. The test uses real–time reverse–transcription polymerase chain reaction (RT–PCR), which indicates gene [removed]activity) for seven gene pathways associated with biological processes that may encourage tumor growth. Analyzing the results with an algorithm, the test provides a report for gene pathway activity score that may aid in selection of appropriate therapy. Explanation The lab analyst processes a formalin–fixed, paraffin–embedded (FFPE) tumor tissue specimen on an automated system that performs reverse transcription (to create DNA from target mRNA), and real–time polymerase chain reaction (PCR), to increase and quantify the DNA. This process measures mRNA expression patterns that indicate activity of seven signaling pathways that can drive tumor growth, including estrogen receptor (ER), androgen receptor (AR), phosphoinositide 3–kinase (PI3K), mitogen activated protean kinase (MAPK), Hedgehog pathway (HH), transforming growth factor receptor beta (TGFbeta), and notch signal pathways (NOTCH). The system uses bioinformatics and an algorithmic analysis to report a gene pathway activity score. Although not limited to testing for a specific condition, clinicians may order this test for a variety of solid tumors, such as breast, prostate, ovarian, or colon cancer, to calculate the activity of seven specific signal pathways related to tumor growth and to aid in the selection of specific targeted therapies. Terminology Algorithm: A specific set of step–by–step calculations using defined inputs at each step to produce a useful output; for multianalyte assays with algorithmic analyses (MAAA), the output involves some sort of diagnostic or prognostic information about treatment options or disease outcomes. Amplification: Making more copies of a desired gene for study by processes such as polymerase chain reaction (PCR) or transcription of DNA to RNA and reverse transcription from RNA to make an additional copy of the DNA. Deoxyribonucleic acid (DNA): A form of nucleic acid that consists of a sequence of specific biological chemicals (nucleotides) which carry genetic information. Polymerase chain reaction (PCR): A rapid technique for making more copies (amplifying) of a DNA or RNA sequence used in the laboratory. Real–time polymerase chain reaction (real–time PCR): A laboratory technique that monitors the progress of a PCR reaction in real time and allows quantification (counting) of PCR product (DNA, cDNA or RNA) from a relatively small amount; sometimes called quantitative PCR (qPCR). Reverse transcription–polymerase chain reaction (RT–PCR): A technique to measure specimen RNA levels by reacting RNA with the enzyme reverse transcriptase to produce complementary DNA (cDNA), which is more stable than RNA, and then create more copies of the DNA by polymerase chain reaction (PCR). Ribonucleic acid (RNA): One of the essential building blocks of life, along with deoxyribonucleic acid (DNA) and proteins; RNA acts as a messenger (mRNA), carrying genetic information from DNA to proteins, helps regulate cellular processes, and, like enzymes, can speed up chemical reactions; RNA, rather than DNA, carries genetic information in some important viruses. Tips Use this code only for the appropriate proprietary test; report one unit of this code for a single specimen analyzed on a single date of service. CPT® provides multiple PLA codes for oncology (solid tumor), such as 0172U and 0174U; ensure that you use the correct code for the unique PLA test. Additional Info “U” codes are included in the CPT® code set to identify specific proprietary laboratory analyses (PLA) tests. PLA codes take precedence over the usual 80000 series codes for laboratory/pathology. Use this code only for the above–described test; do not report this test using any other CPT® code. PLA code descriptors follow existing code conventions when possible, and lab techniques used include multianalyte assays with algorithmic analyses (MAAA) and genomic sequencing procedures (GSP), among others. Read Less | Range Specific Guideline Proprietary laboratory analyses (PLA) codes describe proprietary clinical laboratory analyses and can be either provided by a single ("sole-source") laboratory or licensed or marketed to multiple providing laboratories (eg, cleared or approved by the Food and Drug Administration [FDA]). This subsection includes advanced diagnostic laboratory tests (ADLTs) and clinical diagnostic laboratory tests (CDLTs), as defined under the Protecting Access to Medicare Act (PAMA) of 2014. These analyses may include a range of medical laboratory tests including, but not limited to, multianalyte assays with algorithmic analyses (MAAA) and genomic sequencing procedures (GSP). The descriptor nomenclature follows, where possible, existing code conventions (eg, MAAA, GSP). Unless specifically noted, even though the Proprietary Laboratory Analyses section of the code set is located at the end of the Pathology and Laboratory section of the code set, a PLA code does not fulfill Category I code criteria. PLA codes are not required to fulfill the Category I criteria. The standards for inclusion in the PLA section are: The test must be commercially available in the United States for use on human specimens and The clinical laboratory or manufacturer that offers the test must request the code. For similar laboratory analyses that fulfill Category I criteria, see codes listed in the numeric 80000 series. When a PLA code is available to report a given proprietary laboratory service, that PLA code takes precedence. The service should not be reported with any other CPT® code(s) and other CPT® code(s) should not be used to report services that may be reported with that specific PLA code. These codes encompass all analytical services required for the analysis (eg, cell lysis, nucleic acid stabilization, extraction, digestion, amplification, hybridization and detection). For molecular analyses, additional procedures that are required prior to cell lysis (eg, microdissection [codes 88380 and 88381]) may be reported separately. Codes in this subsection are released on a quarterly basis to expedite dissemination for reporting. PLA codes will be published electronically on the AMA CPT® website (ama-assn.org/cpt-pla-codes), distributed via CPT® data files on a quarterly basis, and, at a minimum, made available in print annually in the CPT® codebook. See the Introduction section of the CPT® code set for a complete list of the dates of release and implementation. All codes that are included in this section are also included in Appendix O, with the procedure's proprietary name. In order to report a PLA code, the analysis performed must fulfill the code descriptor and must be the test represented by the proprietary name listed in Appendix O. In some instances, the descriptor language of PLA codes may be identical and the code may only be differentiated by the listed proprietary name in Appendix O. When more than one PLA has an identical descriptor, the codes will be denoted by the symbol "â™“." All PLA tests will have assigned codes in the PLA section of the code set. Any PLA coded test(s) that satisfies Category I criteria and has been accepted by the CPT® Editorial Panel will be designated by the addition of the symbol "^" to the existing PLA code and will remain in the PLA section of the code set. If a proprietary test has already been accepted for a Category I code and a code has not been published, subsequent application for a PLA code will take precedence. The code will only be placed in the PLA section. The accuracy of a PLA code is to be maintained by the original applicant, or the current owner of the test kit or laboratory performing the proprietary test. A new PLA code is required when: 1. Additional nucleic acid (DNA or RNA) and/or protein analysis(es) are added to the current PLA test, or 2. The name of the PLA test has changed in association with changes in test performance or test characteristics. The addition or modification of the therapeutic applications of the test require submission of a code change application, but it may not require a new code number. | 0001U-0599U | https://www.aapc.com/codes/cpt-codes/0262U | 2025-10-27T17:49:17.516339Z
0263U | Neurology (autism spectrum disorder [ASD]), quantitative measurements of 16 central carbon metabolites (ie, ?-ketoglutarate, alanine, lactate, phenylalanine, pyruvate, succinate, carnitine, citrate, fumarate, hypoxanthine, inosine, malate, S-sulfocysteine, taurine, urate, and xanthine), liquid chromatography tandem mass spectrometry (LC-MS/MS), plasma, algorithmic analysis with result reported as negative or positive (with metabolic subtypes of ASD) | This is a Proprietary Laboratory Analyses (PLA) code, meaning that the code applies to only one unique lab test made by a specific manufacturer or performed by a specific lab. Report 0263U for the NPDX ASD and Central Carbon Energy Metabolism test from Stemina Biomarker Discovery Inc. The test uses a plasma specimen for a lab analysis of 16 central carbon metabolites (breakdown products) plus an algorithmic analysis of the test results to determine if the patient has a pattern of metabolism imbalance consistent with an autism spectrum disorder (ASD) diagnosis. Explanation The lab analyst uses liquid chromatography and mass spectrometry (LC–MS/MS) to evaluate a plasma specimen for αketoglutarate, alanine, lactate, phenylalanine, pyruvate, succinate, carnitine, citrate, fumarate, hypoxanthine, inosine, malate, S–sulfocysteine, taurine, urate, and xanthine, which are specific metabolism breakdown products associated with autism spectrum disorder (ASD). Using the test results and possibly other patient data, the procedure includes an algorithmic analysis to evaluate how the patient processes certain proteins, which may be consistent with an ASD diagnosis. Clinicians may order this test to aid in the diagnosis of autism spectrum disorder. ASD is a developmental disorder in children that mainly affects communication skills and social interaction but may also include restricted range of interests or repetitive behaviors of varying degree. Terminology Algorithm: A specific set of step–by–step calculations using defined inputs at each step to produce a useful output; for multianalyte assays with algorithmic analyses (MAAA), the output involves some sort of diagnostic or prognostic information about treatment options or disease outcomes. Liquid chromatography–tandem mass spectrometry (LC–MS/MS): An automated laboratory test that combines liquid chromatography (LC), which separates components by passing the mixture through a mobile phase in which the components move at different rates, and mass spectrometry (MS), a technique to identify the components and then amounts of a mixture by ionizing, separating by mass–to–charge ratio, and detecting the components; tandem refers to the two steps, first to detect or identify the components and second to quantify the amounts of the components. Multianalyte assays with algorithmic analyses (MAAA): A set of codes generally unique to a single clinical laboratory or manufacture; they typically list all the analytic and algorithmic analysis for a type of disease, such a cancer; the type and number of analytes, such as proteins; the lab methods, such as immunoassay; the specimen type, such as blood; and the result type, such as prognostic risk score. Tips Use this code only for the appropriate proprietary test; report one unit of this code for a single specimen analyzed on a single date of service. CPT® provides other PLA codes relevant to ASD, such as 0063U; ensure that you use the correct code for the unique PLA test. Some payers may pay separately for collection of the specimen. Additional Info “U” codes are included in the CPT® code set to identify specific proprietary laboratory analyses (PLA) tests. PLA codes take precedence over the usual 80000 series codes for laboratory/pathology. Use this code only for the above–described test; do not report this test using any other CPT® code. PLA code descriptors follow existing code conventions when possible, and lab techniques used include multianalyte assays with algorithmic analyses (MAAA) and genomic sequencing procedures (GSP), among others. Read Less | Range Specific Guideline Proprietary laboratory analyses (PLA) codes describe proprietary clinical laboratory analyses and can be either provided by a single ("sole-source") laboratory or licensed or marketed to multiple providing laboratories (eg, cleared or approved by the Food and Drug Administration [FDA]). This subsection includes advanced diagnostic laboratory tests (ADLTs) and clinical diagnostic laboratory tests (CDLTs), as defined under the Protecting Access to Medicare Act (PAMA) of 2014. These analyses may include a range of medical laboratory tests including, but not limited to, multianalyte assays with algorithmic analyses (MAAA) and genomic sequencing procedures (GSP). The descriptor nomenclature follows, where possible, existing code conventions (eg, MAAA, GSP). Unless specifically noted, even though the Proprietary Laboratory Analyses section of the code set is located at the end of the Pathology and Laboratory section of the code set, a PLA code does not fulfill Category I code criteria. PLA codes are not required to fulfill the Category I criteria. The standards for inclusion in the PLA section are: The test must be commercially available in the United States for use on human specimens and The clinical laboratory or manufacturer that offers the test must request the code. For similar laboratory analyses that fulfill Category I criteria, see codes listed in the numeric 80000 series. When a PLA code is available to report a given proprietary laboratory service, that PLA code takes precedence. The service should not be reported with any other CPT® code(s) and other CPT® code(s) should not be used to report services that may be reported with that specific PLA code. These codes encompass all analytical services required for the analysis (eg, cell lysis, nucleic acid stabilization, extraction, digestion, amplification, hybridization and detection). For molecular analyses, additional procedures that are required prior to cell lysis (eg, microdissection [codes 88380 and 88381]) may be reported separately. Codes in this subsection are released on a quarterly basis to expedite dissemination for reporting. PLA codes will be published electronically on the AMA CPT® website (ama-assn.org/cpt-pla-codes), distributed via CPT® data files on a quarterly basis, and, at a minimum, made available in print annually in the CPT® codebook. See the Introduction section of the CPT® code set for a complete list of the dates of release and implementation. All codes that are included in this section are also included in Appendix O, with the procedure's proprietary name. In order to report a PLA code, the analysis performed must fulfill the code descriptor and must be the test represented by the proprietary name listed in Appendix O. In some instances, the descriptor language of PLA codes may be identical and the code may only be differentiated by the listed proprietary name in Appendix O. When more than one PLA has an identical descriptor, the codes will be denoted by the symbol "â™“." All PLA tests will have assigned codes in the PLA section of the code set. Any PLA coded test(s) that satisfies Category I criteria and has been accepted by the CPT® Editorial Panel will be designated by the addition of the symbol "^" to the existing PLA code and will remain in the PLA section of the code set. If a proprietary test has already been accepted for a Category I code and a code has not been published, subsequent application for a PLA code will take precedence. The code will only be placed in the PLA section. The accuracy of a PLA code is to be maintained by the original applicant, or the current owner of the test kit or laboratory performing the proprietary test. A new PLA code is required when: 1. Additional nucleic acid (DNA or RNA) and/or protein analysis(es) are added to the current PLA test, or 2. The name of the PLA test has changed in association with changes in test performance or test characteristics. The addition or modification of the therapeutic applications of the test require submission of a code change application, but it may not require a new code number. | 0001U-0599U | https://www.aapc.com/codes/cpt-codes/0263U | 2025-10-27T17:49:35.657088Z
0264U | Rare diseases (constitutional/heritable disorders), identification of copy number variations, inversions, insertions, translocations, and other structural variants by optical genome mapping Notes: (For additional PLA codes with identical clinical descriptor, see 0260U, 0454U. See Appendix O or the most current listing on the AMA CPT website to determine appropriate code assignment) | This is a Proprietary Laboratory Analyses (PLA) code, meaning that the code applies to only one unique lab test made by a specific manufacturer or performed by a specific lab. Report 0264U only for Praxis Optical Genome Mapping from Praxis Genomics LLC. The test, on a specimen such as blood, uses optical genome mapping (OGM) to identify chromosomal structural variants to aid in diagnosis of genetic disorders. Explanation The lab analyst performs optical genomic mapping (OGM), which offers a high–resolution view of the structural organization of chromosomes and DNA. OGM focuses on identifying and mapping structural variations in the genome, such as copy number variations, inversions, insertions, deletions, and translocations. The single assay provides similar data typically available using different assays, such as chromosomal microarray, Fragile X testing, and karyotyping. Clinicians may order this test to aid in diagnosis and treatment of patients with suspected genetic disorders. Terminology Chromosome: Found in the nucleus of cells, a chromosome is a DNA molecule that appears as a threadlike structure, especially during cell division; the chromosomes that determine the sex of an individual are called sex chromosomes; males have one Y and one X chromosome, while females have two X chromosomes. Deoxyribonucleic acid (DNA): A form of nucleic acid that consists of a sequence of specific biological chemicals (nucleotides) which carry genetic information. Duplication and/or deletion: Increase and/or decrease in the normal copy number, which is two copies of a gene sequence. Fragile X syndrome: A genetic disorder caused by a mutation in the FMR1 gene, resulting in intellectual disability and certain facial characteristics. Heritable: Refers to the variance of a genetic trait as it's expressed in a population, i.e., a certain genetic trait be expressed 80% of the time, 60% of the time, or 30% of the time; inheritable simply means that a certain trait, such a color of eyes or hair, is genetic. Karyotyping: A lab test that pairs all chromosomes of an organism to reveal number and structural features that could indicate genetic anomalies. Rearrangement: Alteration in gene sequence due to breakage and reattachment. Translocation: The process or genetic abnormality that occurs when disparate portions of one or more chromosomes become attached and create a hybrid segment, known as a fusion gene, inserted in one or both of the broken chromosomes. Variant: A gene that differs from the usual nucleic acid sequence due to events such as nucleotide deletions or insertions or substitutions; may cause conditions such as genetic disorders or cancer. Tips Use this code only for the appropriate proprietary test; report one unit of this code for a single specimen analyzed on a single date of service. Codes 0260U, 0264U, and 0454U have the same code descriptor but are performed by different labs; ensure that you use the correct code for the unique PLA test. Additional Info “U” codes are included in the CPT® code set to identify specific proprietary laboratory analyses (PLA) tests. PLA codes take precedence over the usual 80000 series codes for laboratory/pathology. Use this code only for the above–described test; do not report this test using any other CPT® code. PLA code descriptors follow existing code conventions when possible, and lab techniques used include multianalyte assays with algorithmic analyses (MAAA) and genomic sequencing procedures (GSP), among others. Read Less | Range Specific Guideline Proprietary laboratory analyses (PLA) codes describe proprietary clinical laboratory analyses and can be either provided by a single ("sole-source") laboratory or licensed or marketed to multiple providing laboratories (eg, cleared or approved by the Food and Drug Administration [FDA]). This subsection includes advanced diagnostic laboratory tests (ADLTs) and clinical diagnostic laboratory tests (CDLTs), as defined under the Protecting Access to Medicare Act (PAMA) of 2014. These analyses may include a range of medical laboratory tests including, but not limited to, multianalyte assays with algorithmic analyses (MAAA) and genomic sequencing procedures (GSP). The descriptor nomenclature follows, where possible, existing code conventions (eg, MAAA, GSP). Unless specifically noted, even though the Proprietary Laboratory Analyses section of the code set is located at the end of the Pathology and Laboratory section of the code set, a PLA code does not fulfill Category I code criteria. PLA codes are not required to fulfill the Category I criteria. The standards for inclusion in the PLA section are: The test must be commercially available in the United States for use on human specimens and The clinical laboratory or manufacturer that offers the test must request the code. For similar laboratory analyses that fulfill Category I criteria, see codes listed in the numeric 80000 series. When a PLA code is available to report a given proprietary laboratory service, that PLA code takes precedence. The service should not be reported with any other CPT® code(s) and other CPT® code(s) should not be used to report services that may be reported with that specific PLA code. These codes encompass all analytical services required for the analysis (eg, cell lysis, nucleic acid stabilization, extraction, digestion, amplification, hybridization and detection). For molecular analyses, additional procedures that are required prior to cell lysis (eg, microdissection [codes 88380 and 88381]) may be reported separately. Codes in this subsection are released on a quarterly basis to expedite dissemination for reporting. PLA codes will be published electronically on the AMA CPT® website (ama-assn.org/cpt-pla-codes), distributed via CPT® data files on a quarterly basis, and, at a minimum, made available in print annually in the CPT® codebook. See the Introduction section of the CPT® code set for a complete list of the dates of release and implementation. All codes that are included in this section are also included in Appendix O, with the procedure's proprietary name. In order to report a PLA code, the analysis performed must fulfill the code descriptor and must be the test represented by the proprietary name listed in Appendix O. In some instances, the descriptor language of PLA codes may be identical and the code may only be differentiated by the listed proprietary name in Appendix O. When more than one PLA has an identical descriptor, the codes will be denoted by the symbol "â™“." All PLA tests will have assigned codes in the PLA section of the code set. Any PLA coded test(s) that satisfies Category I criteria and has been accepted by the CPT® Editorial Panel will be designated by the addition of the symbol "^" to the existing PLA code and will remain in the PLA section of the code set. If a proprietary test has already been accepted for a Category I code and a code has not been published, subsequent application for a PLA code will take precedence. The code will only be placed in the PLA section. The accuracy of a PLA code is to be maintained by the original applicant, or the current owner of the test kit or laboratory performing the proprietary test. A new PLA code is required when: 1. Additional nucleic acid (DNA or RNA) and/or protein analysis(es) are added to the current PLA test, or 2. The name of the PLA test has changed in association with changes in test performance or test characteristics. The addition or modification of the therapeutic applications of the test require submission of a code change application, but it may not require a new code number. | 0001U-0599U | https://www.aapc.com/codes/cpt-codes/0264U | 2025-10-27T17:49:53.551699Z
0265U | Rare constitutional and other heritable disorders, whole genome and mitochondrial DNA sequence analysis, blood, frozen and formalin-fixed paraffin-embedded (FFPE) tissue, saliva, buccal swabs or cell lines, identification of single nucleotide and copy number variants | This is a Proprietary Laboratory Analyses (PLA) code, meaning that the code applies to only one unique lab test made by a specific manufacturer or performed by a specific lab. Report 0265U only for Praxis Whole Genome Sequencing from Praxis Genomics LLC on a specimen such as blood, tissue, saliva, or buccal swab. The test uses next–generation sequencing (NGS) of the whole genome and mitochondrial DNA to aid in the diagnosis of rare constitutional and other heritable disorders. Explanation The lab analyst performs whole genome and mitochondrial DNA sequence analysis using a patient specimen such as blood, frozen tissue, formalin–fixed paraffin–embedded (FFPE) tissue, saliva, buccal swab, or cell lines to detect genetic variation associated with rare constitutional or heritable disorders. The test uses next–generation sequencing (NGS) and Dragen alignment, which is a bio–IT platform, to analyze NGS data for single nucleotide variants (SNVs) and copy number variants (CNVs) such as insertions and deletions (indels), as well as changes to the mitochondrial genome. NGS uses an automated instrument that can simultaneously determine the order of DNA nucleotides in many genes from the patient specimen and use bioinformatics to interpret the results relative to variant gene sequences associated with certain conditions. Although not limited to testing for a specific condition, clinicians may order this test to aid in diagnosis and treatment of patients with suspected rare constitutional and other heritable disorders. Terminology Bioinformatics: Discipline used to gather, store, and evaluate biological data, such as gene sequences, using computer systems. Buccal: Pertaining to the inside of the cheeks. Deoxyribonucleic acid (DNA): A form of nucleic acid that consists of a sequence of specific biological chemicals (nucleotides) which carry genetic information. Duplication and/or deletion: Increase and/or decrease in the normal copy number, which is two copies of a gene sequence. Gene: Specific nucleic acid sequence associated with a unique function in the body such as production of a specific protein. Heritable: Refers to the variance of a genetic trait as it's expressed in a population, i.e., a certain genetic trait be expressed 80% of the time, 60% of the time, or 30% of the time; inheritable simply means that a certain trait, such a color of eyes or hair, is genetic. Mitochondria: An organelle that is the source of energy production inside a cell. Next–generation sequencing (NGS): A general term for number of different modern DNA and RNA sequencing technologies that are quicker and cheaper than the previous methods; also known as high–throughput sequencing Nucleotide: A compound or organic molecule that forms the basic structural unit of nucleic acids, such as deoxyribonucleic acid (DNA). Variant: A gene that differs from the usual nucleic acid sequence due to events such as nucleotide deletions or insertions or substitutions; may cause conditions such as genetic disorders or cancer. Tips Use this code only for the appropriate proprietary test; report one unit of this code for a single specimen analyzed on a single date of service. Some payers may pay separately for collecting the specimen. Additional Info “U” codes are included in the CPT® code set to identify specific proprietary laboratory analyses (PLA) tests. PLA codes take precedence over the usual 80000 series codes for laboratory/pathology. Use this code only for the above–described test; do not report this test using any other CPT® code. PLA code descriptors follow existing code conventions when possible, and lab techniques used include multianalyte assays with algorithmic analyses (MAAA) and genomic sequencing procedures (GSP), among others. Read Less | Range Specific Guideline Proprietary laboratory analyses (PLA) codes describe proprietary clinical laboratory analyses and can be either provided by a single ("sole-source") laboratory or licensed or marketed to multiple providing laboratories (eg, cleared or approved by the Food and Drug Administration [FDA]). This subsection includes advanced diagnostic laboratory tests (ADLTs) and clinical diagnostic laboratory tests (CDLTs), as defined under the Protecting Access to Medicare Act (PAMA) of 2014. These analyses may include a range of medical laboratory tests including, but not limited to, multianalyte assays with algorithmic analyses (MAAA) and genomic sequencing procedures (GSP). The descriptor nomenclature follows, where possible, existing code conventions (eg, MAAA, GSP). Unless specifically noted, even though the Proprietary Laboratory Analyses section of the code set is located at the end of the Pathology and Laboratory section of the code set, a PLA code does not fulfill Category I code criteria. PLA codes are not required to fulfill the Category I criteria. The standards for inclusion in the PLA section are: The test must be commercially available in the United States for use on human specimens and The clinical laboratory or manufacturer that offers the test must request the code. For similar laboratory analyses that fulfill Category I criteria, see codes listed in the numeric 80000 series. When a PLA code is available to report a given proprietary laboratory service, that PLA code takes precedence. The service should not be reported with any other CPT® code(s) and other CPT® code(s) should not be used to report services that may be reported with that specific PLA code. These codes encompass all analytical services required for the analysis (eg, cell lysis, nucleic acid stabilization, extraction, digestion, amplification, hybridization and detection). For molecular analyses, additional procedures that are required prior to cell lysis (eg, microdissection [codes 88380 and 88381]) may be reported separately. Codes in this subsection are released on a quarterly basis to expedite dissemination for reporting. PLA codes will be published electronically on the AMA CPT® website (ama-assn.org/cpt-pla-codes), distributed via CPT® data files on a quarterly basis, and, at a minimum, made available in print annually in the CPT® codebook. See the Introduction section of the CPT® code set for a complete list of the dates of release and implementation. All codes that are included in this section are also included in Appendix O, with the procedure's proprietary name. In order to report a PLA code, the analysis performed must fulfill the code descriptor and must be the test represented by the proprietary name listed in Appendix O. In some instances, the descriptor language of PLA codes may be identical and the code may only be differentiated by the listed proprietary name in Appendix O. When more than one PLA has an identical descriptor, the codes will be denoted by the symbol "â™“." All PLA tests will have assigned codes in the PLA section of the code set. Any PLA coded test(s) that satisfies Category I criteria and has been accepted by the CPT® Editorial Panel will be designated by the addition of the symbol "^" to the existing PLA code and will remain in the PLA section of the code set. If a proprietary test has already been accepted for a Category I code and a code has not been published, subsequent application for a PLA code will take precedence. The code will only be placed in the PLA section. The accuracy of a PLA code is to be maintained by the original applicant, or the current owner of the test kit or laboratory performing the proprietary test. A new PLA code is required when: 1. Additional nucleic acid (DNA or RNA) and/or protein analysis(es) are added to the current PLA test, or 2. The name of the PLA test has changed in association with changes in test performance or test characteristics. The addition or modification of the therapeutic applications of the test require submission of a code change application, but it may not require a new code number. | 0001U-0599U | https://www.aapc.com/codes/cpt-codes/0265U | 2025-10-27T17:50:11.358305Z
0266U | Unexplained constitutional or other heritable disorders or syndromes, tissue-specific gene expression by whole-transcriptome and next-generation sequencing, blood, formalin-fixed paraffin-embedded (FFPE) tissue or fresh frozen tissue, reported as presence or absence of splicing or expression changes | This is a Proprietary Laboratory Analyses (PLA) code, meaning that the code applies to only one unique lab test made by a specific manufacturer or performed by a specific lab. Report 0266U only for Praxis Transcriptome from Praxis Genomics LLC on a specimen such as blood, frozen tissue, or formalin–fixed paraffin–embedded (FFPE) tissue. The test uses transcriptome analysis and next–generation sequencing (NGS) to determine the presence or absence of gene expression changes associated with constitutional or other heritable disorders. Explanation The lab analyst performs transcriptome analysis, which uses optical genome mapping (OGM) and next–generation sequencing (NGS) to identify and evaluate the subset of DNA mutations that the specimen cells use to generate messenger RNA (mRNA), called the transcriptome, which is the first step of gene expression. Different cell types generate a different transcriptome even though each cell contains the entire genome. This test notes the presence or absence of gene expression changes for the specimen cell type that could be associated with constitutional or other heritable disorders. Although not limited to testing for a specific condition, clinicians may order this test to aid in diagnosis and treatment of patients with suspected rare constitutional and other heritable disorders. Terminology Deoxyribonucleic acid (DNA): A form of nucleic acid that consists of a sequence of specific biological chemicals (nucleotides) which carry genetic information. Gene: Specific nucleic acid sequence associated with a unique function in the body such as production of a specific protein. Gene expression: The two–step process by which cells generate messenger RNA m(RNA) from a DNA template (transcription), then generate a protein from the mRNA template (translation). Heritable: Refers to the variance of a genetic trait as it's expressed in a population, i.e., a certain genetic trait be expressed 80% of the time, 60% of the time, or 30% of the time; inheritable simply means that a certain trait, such a color of eyes or hair, is genetic. Mutation: An alteration in a deoxyribonucleic acid (DNA) sequence that may lead to pathologic changes in the organism. Ribonucleic acid (RNA): One of the essential building blocks of life, along with deoxyribonucleic acid (DNA) and proteins; RNA acts as a messenger (mRNA), carrying genetic information from DNA to proteins, helps regulate cellular processes, and, like enzymes, can speed up chemical reactions; RNA, rather than DNA, carries genetic information in some important viruses. Transcription: Generation of complementary mRNA sequence from a DNA template. Transcriptome: The collection of messenger RNA (mRNA) expressed by an organism, or by a particular type of cell or tissue. Variant: A gene that differs from the usual nucleic acid sequence due to events such as nucleotide deletions or insertions or substitutions; may cause conditions such as genetic disorders or cancer. Tips Use this code only for the appropriate proprietary test; report one unit of this code for a single specimen analyzed on a single date of service. Some payers may pay separately for collecting the specimen. Additional Info “U” codes are included in the CPT® code set to identify specific proprietary laboratory analyses (PLA) tests. PLA codes take precedence over the usual 80000 series codes for laboratory/pathology. Use this code only for the above–described test; do not report this test using any other CPT® code. PLA code descriptors follow existing code conventions when possible, and lab techniques used include multianalyte assays with algorithmic analyses (MAAA) and genomic sequencing procedures (GSP), among others. Read Less | Range Specific Guideline Proprietary laboratory analyses (PLA) codes describe proprietary clinical laboratory analyses and can be either provided by a single ("sole-source") laboratory or licensed or marketed to multiple providing laboratories (eg, cleared or approved by the Food and Drug Administration [FDA]). This subsection includes advanced diagnostic laboratory tests (ADLTs) and clinical diagnostic laboratory tests (CDLTs), as defined under the Protecting Access to Medicare Act (PAMA) of 2014. These analyses may include a range of medical laboratory tests including, but not limited to, multianalyte assays with algorithmic analyses (MAAA) and genomic sequencing procedures (GSP). The descriptor nomenclature follows, where possible, existing code conventions (eg, MAAA, GSP). Unless specifically noted, even though the Proprietary Laboratory Analyses section of the code set is located at the end of the Pathology and Laboratory section of the code set, a PLA code does not fulfill Category I code criteria. PLA codes are not required to fulfill the Category I criteria. The standards for inclusion in the PLA section are: The test must be commercially available in the United States for use on human specimens and The clinical laboratory or manufacturer that offers the test must request the code. For similar laboratory analyses that fulfill Category I criteria, see codes listed in the numeric 80000 series. When a PLA code is available to report a given proprietary laboratory service, that PLA code takes precedence. The service should not be reported with any other CPT® code(s) and other CPT® code(s) should not be used to report services that may be reported with that specific PLA code. These codes encompass all analytical services required for the analysis (eg, cell lysis, nucleic acid stabilization, extraction, digestion, amplification, hybridization and detection). For molecular analyses, additional procedures that are required prior to cell lysis (eg, microdissection [codes 88380 and 88381]) may be reported separately. Codes in this subsection are released on a quarterly basis to expedite dissemination for reporting. PLA codes will be published electronically on the AMA CPT® website (ama-assn.org/cpt-pla-codes), distributed via CPT® data files on a quarterly basis, and, at a minimum, made available in print annually in the CPT® codebook. See the Introduction section of the CPT® code set for a complete list of the dates of release and implementation. All codes that are included in this section are also included in Appendix O, with the procedure's proprietary name. In order to report a PLA code, the analysis performed must fulfill the code descriptor and must be the test represented by the proprietary name listed in Appendix O. In some instances, the descriptor language of PLA codes may be identical and the code may only be differentiated by the listed proprietary name in Appendix O. When more than one PLA has an identical descriptor, the codes will be denoted by the symbol "â™“." All PLA tests will have assigned codes in the PLA section of the code set. Any PLA coded test(s) that satisfies Category I criteria and has been accepted by the CPT® Editorial Panel will be designated by the addition of the symbol "^" to the existing PLA code and will remain in the PLA section of the code set. If a proprietary test has already been accepted for a Category I code and a code has not been published, subsequent application for a PLA code will take precedence. The code will only be placed in the PLA section. The accuracy of a PLA code is to be maintained by the original applicant, or the current owner of the test kit or laboratory performing the proprietary test. A new PLA code is required when: 1. Additional nucleic acid (DNA or RNA) and/or protein analysis(es) are added to the current PLA test, or 2. The name of the PLA test has changed in association with changes in test performance or test characteristics. The addition or modification of the therapeutic applications of the test require submission of a code change application, but it may not require a new code number. | 0001U-0599U | https://www.aapc.com/codes/cpt-codes/0266U | 2025-10-27T17:50:29.242571Z
0267U | Rare constitutional and other heritable disorders, identification of copy number variations, inversions, insertions, translocations, and other structural variants by optical genome mapping and whole genome sequencing | This is a Proprietary Laboratory Analyses (PLA) code, meaning that the code applies to only one unique lab test made by a specific manufacturer or performed by a specific lab. Report 0267U only for Praxis Combined Whole Genome Sequencing and Optical Genome Mapping from Praxis Genomics LLC on a specimen such as blood. The test uses next–generation sequencing (NGS) to sequence the whole genome and optical genome mapping (OGM) to identify chromosomal structural variants to aid in diagnosis of rare constitutional or other heritable disorders. Explanation The lab analyst performs whole genome sequencing by next–generation sequencing (NGS), which uses an automated instrument that can simultaneously determine the order of DNA nucleotides in many genes from the patient specimen and use bioinformatics to interpret the results relative to variant gene sequences associated with certain conditions. The lab analyst also performs optical genomic mapping (OGM) using the Saphyr® System from Bionano Genomics Inc. to evaluate the patient’s chromosomes for large scale changes in DNA, which are structural variants, such as copy number variations, inversions, insertions, deletions, and translocations. Although not limited to testing for a specific condition, clinicians may order this test to provide an overview and functional assessment of the patient genome to aid in diagnosis and treatment of patients with suspected rare constitutional and other heritable disorders. Terminology Chromosome: Found in the nucleus of cells, a chromosome is a DNA molecule that appears as a threadlike structure, especially during cell division; the chromosomes that determine the sex of an individual are called sex chromosomes; males have one Y and one X chromosome, while females have two X chromosomes. Deoxyribonucleic acid (DNA): A form of nucleic acid that consists of a sequence of specific biological chemicals (nucleotides) which carry genetic information. Duplication and/or deletion: Increase and/or decrease in the normal copy number, which is two copies of a gene sequence. Gene: Specific nucleic acid sequence associated with a unique function in the body such as production of a specific protein. Heritable: Refers to the variance of a genetic trait as it's expressed in a population, i.e., a certain genetic trait be expressed 80% of the time, 60% of the time, or 30% of the time; inheritable simply means that a certain trait, such a color of eyes or hair, is genetic. Next–generation sequencing (NGS): A general term for number of different modern DNA and RNA sequencing technologies that are quicker and cheaper than the previous methods; also known as high–throughput sequencing Nucleotide: A compound or organic molecule that forms the basic structural unit of nucleic acids, such as deoxyribonucleic acid (DNA). Rearrangement: Alteration in gene sequence due to breakage and reattachment. Translocation: The process or genetic abnormality that occurs when disparate portions of one or more chromosomes become attached and create a hybrid segment, known as a fusion gene, inserted in one or both of the broken chromosomes. Variant: A gene that differs from the usual nucleic acid sequence due to events such as nucleotide deletions or insertions or substitutions; may cause conditions such as genetic disorders or cancer. Tips Use this code only for the appropriate proprietary test; report one unit of this code for a single specimen analyzed on a single date of service. Some payers may pay separately for collecting the specimen. Additional Info “U” codes are included in the CPT® code set to identify specific proprietary laboratory analyses (PLA) tests. PLA codes take precedence over the usual 80000 series codes for laboratory/pathology. Use this code only for the above–described test; do not report this test using any other CPT® code. PLA code descriptors follow existing code conventions when possible, and lab techniques used include multianalyte assays with algorithmic analyses (MAAA) and genomic sequencing procedures (GSP), among others. Read Less | Range Specific Guideline Proprietary laboratory analyses (PLA) codes describe proprietary clinical laboratory analyses and can be either provided by a single ("sole-source") laboratory or licensed or marketed to multiple providing laboratories (eg, cleared or approved by the Food and Drug Administration [FDA]). This subsection includes advanced diagnostic laboratory tests (ADLTs) and clinical diagnostic laboratory tests (CDLTs), as defined under the Protecting Access to Medicare Act (PAMA) of 2014. These analyses may include a range of medical laboratory tests including, but not limited to, multianalyte assays with algorithmic analyses (MAAA) and genomic sequencing procedures (GSP). The descriptor nomenclature follows, where possible, existing code conventions (eg, MAAA, GSP). Unless specifically noted, even though the Proprietary Laboratory Analyses section of the code set is located at the end of the Pathology and Laboratory section of the code set, a PLA code does not fulfill Category I code criteria. PLA codes are not required to fulfill the Category I criteria. The standards for inclusion in the PLA section are: The test must be commercially available in the United States for use on human specimens and The clinical laboratory or manufacturer that offers the test must request the code. For similar laboratory analyses that fulfill Category I criteria, see codes listed in the numeric 80000 series. When a PLA code is available to report a given proprietary laboratory service, that PLA code takes precedence. The service should not be reported with any other CPT® code(s) and other CPT® code(s) should not be used to report services that may be reported with that specific PLA code. These codes encompass all analytical services required for the analysis (eg, cell lysis, nucleic acid stabilization, extraction, digestion, amplification, hybridization and detection). For molecular analyses, additional procedures that are required prior to cell lysis (eg, microdissection [codes 88380 and 88381]) may be reported separately. Codes in this subsection are released on a quarterly basis to expedite dissemination for reporting. PLA codes will be published electronically on the AMA CPT® website (ama-assn.org/cpt-pla-codes), distributed via CPT® data files on a quarterly basis, and, at a minimum, made available in print annually in the CPT® codebook. See the Introduction section of the CPT® code set for a complete list of the dates of release and implementation. All codes that are included in this section are also included in Appendix O, with the procedure's proprietary name. In order to report a PLA code, the analysis performed must fulfill the code descriptor and must be the test represented by the proprietary name listed in Appendix O. In some instances, the descriptor language of PLA codes may be identical and the code may only be differentiated by the listed proprietary name in Appendix O. When more than one PLA has an identical descriptor, the codes will be denoted by the symbol "â™“." All PLA tests will have assigned codes in the PLA section of the code set. Any PLA coded test(s) that satisfies Category I criteria and has been accepted by the CPT® Editorial Panel will be designated by the addition of the symbol "^" to the existing PLA code and will remain in the PLA section of the code set. If a proprietary test has already been accepted for a Category I code and a code has not been published, subsequent application for a PLA code will take precedence. The code will only be placed in the PLA section. The accuracy of a PLA code is to be maintained by the original applicant, or the current owner of the test kit or laboratory performing the proprietary test. A new PLA code is required when: 1. Additional nucleic acid (DNA or RNA) and/or protein analysis(es) are added to the current PLA test, or 2. The name of the PLA test has changed in association with changes in test performance or test characteristics. The addition or modification of the therapeutic applications of the test require submission of a code change application, but it may not require a new code number. | 0001U-0599U | https://www.aapc.com/codes/cpt-codes/0267U | 2025-10-27T17:50:46.375131Z
0268U | Hematology (atypical hemolytic uremic syndrome [aHUS]), genomic sequence analysis of 15 genes, blood, buccal swab, or amniotic fluid | This is a Proprietary Laboratory Analyses (PLA) code, meaning that the code applies to only one unique lab test made by a specific manufacturer or performed by a specific lab. Report 0268U only for Versiti™ aHUS Genetic Evaluation from Versiti™ Diagnostic Laboratories using a specimen such as blood, buccal swab, or amniotic fluid. The test uses next–generation sequencing (NGS) analysis of 15 genes relevant to atypical hemolytic uremic syndrome (aHUS), which may aid clinicians in diagnosing, directing therapeutic decisions for, or evaluating familial risk for aHUS. Explanation The lab analyst performs genomic sequence analysis using a patient specimen such as blood, buccal swab, or amniotic fluid to detect genetic variation associated with atypical hemolytic uremic syndrome (aHUS), which is a genetic disorder characterized by destruction of red blood cells and microscopic capillary blood clots that may lead to organ damage, especially kidneys. The test uses next–generation sequencing (NGS) to identify possible genetic variation in 15 genes (CFH, CFI, MCP(CD46), THBD, C4BPA, C4BPB, CFB, C3, LMNA, DGKE, ADAMTS13, CFHR1, CFHR3, CFHR4, and CFHR5) associated with aHUS. NGS uses an automated instrument that can simultaneously determine the order of DNA nucleotides in many genes from the patient specimen and use bioinformatics to interpret the results relative to variant gene sequences associated with certain conditions. Although not limited to testing for a specific condition, clinicians may order this test to aid in diagnosis and treatment of aHUS, including differential diagnosis for patients with kidney symptoms from a different renal disorder known as dense deposit disease (DDD). Clinicians also may order this test to evaluate familial risk for inherited conditions. Terminology Amniotic fluid: The fluid within the amniotic sac that surrounds the fetus and helps to protect it from mechanical injury. Bioinformatics: Discipline used to gather, store, and evaluate biological data, such as gene sequences, using computer systems. Buccal: Pertaining to the inside of the cheeks. Capillaries: The smallest of the blood vessels, capillaries are one cell thick and allow the exchange of oxygen and wastes at the cellular level. Deoxyribonucleic acid (DNA): A form of nucleic acid that consists of a sequence of specific biological chemicals (nucleotides) which carry genetic information. Gene: Specific nucleic acid sequence associated with a unique function in the body such as production of a specific protein. Next–generation sequencing (NGS): A general term for number of different modern DNA and RNA sequencing technologies that are quicker and cheaper than the previous methods; also known as high–throughput sequencing. Nucleotide: A compound or organic molecule that forms the basic structural unit of nucleic acids, such as deoxyribonucleic acid (DNA). Renal: Related to the kidneys. Variant: A gene that differs from the usual nucleic acid sequence due to events such as nucleotide deletions or insertions or substitutions; may cause conditions such as genetic disorders or cancer. Tips Use this code only for the appropriate proprietary test; report one unit of this code for a single specimen analyzed on a single date of service. Some payers may pay separately for collecting the specimen. Additional Info “U” codes are included in the CPT® code set to identify specific proprietary laboratory analyses (PLA) tests. PLA codes take precedence over the usual 80000 series codes for laboratory/pathology. Use this code only for the above–described test; do not report this test using any other CPT® code. PLA code descriptors follow existing code conventions when possible, and lab techniques used include multianalyte assays with algorithmic analyses (MAAA) and genomic sequencing procedures (GSP), among others. Read Less | Range Specific Guideline Proprietary laboratory analyses (PLA) codes describe proprietary clinical laboratory analyses and can be either provided by a single ("sole-source") laboratory or licensed or marketed to multiple providing laboratories (eg, cleared or approved by the Food and Drug Administration [FDA]). This subsection includes advanced diagnostic laboratory tests (ADLTs) and clinical diagnostic laboratory tests (CDLTs), as defined under the Protecting Access to Medicare Act (PAMA) of 2014. These analyses may include a range of medical laboratory tests including, but not limited to, multianalyte assays with algorithmic analyses (MAAA) and genomic sequencing procedures (GSP). The descriptor nomenclature follows, where possible, existing code conventions (eg, MAAA, GSP). Unless specifically noted, even though the Proprietary Laboratory Analyses section of the code set is located at the end of the Pathology and Laboratory section of the code set, a PLA code does not fulfill Category I code criteria. PLA codes are not required to fulfill the Category I criteria. The standards for inclusion in the PLA section are: The test must be commercially available in the United States for use on human specimens and The clinical laboratory or manufacturer that offers the test must request the code. For similar laboratory analyses that fulfill Category I criteria, see codes listed in the numeric 80000 series. When a PLA code is available to report a given proprietary laboratory service, that PLA code takes precedence. The service should not be reported with any other CPT® code(s) and other CPT® code(s) should not be used to report services that may be reported with that specific PLA code. These codes encompass all analytical services required for the analysis (eg, cell lysis, nucleic acid stabilization, extraction, digestion, amplification, hybridization and detection). For molecular analyses, additional procedures that are required prior to cell lysis (eg, microdissection [codes 88380 and 88381]) may be reported separately. Codes in this subsection are released on a quarterly basis to expedite dissemination for reporting. PLA codes will be published electronically on the AMA CPT® website (ama-assn.org/cpt-pla-codes), distributed via CPT® data files on a quarterly basis, and, at a minimum, made available in print annually in the CPT® codebook. See the Introduction section of the CPT® code set for a complete list of the dates of release and implementation. All codes that are included in this section are also included in Appendix O, with the procedure's proprietary name. In order to report a PLA code, the analysis performed must fulfill the code descriptor and must be the test represented by the proprietary name listed in Appendix O. In some instances, the descriptor language of PLA codes may be identical and the code may only be differentiated by the listed proprietary name in Appendix O. When more than one PLA has an identical descriptor, the codes will be denoted by the symbol "â™“." All PLA tests will have assigned codes in the PLA section of the code set. Any PLA coded test(s) that satisfies Category I criteria and has been accepted by the CPT® Editorial Panel will be designated by the addition of the symbol "^" to the existing PLA code and will remain in the PLA section of the code set. If a proprietary test has already been accepted for a Category I code and a code has not been published, subsequent application for a PLA code will take precedence. The code will only be placed in the PLA section. The accuracy of a PLA code is to be maintained by the original applicant, or the current owner of the test kit or laboratory performing the proprietary test. A new PLA code is required when: 1. Additional nucleic acid (DNA or RNA) and/or protein analysis(es) are added to the current PLA test, or 2. The name of the PLA test has changed in association with changes in test performance or test characteristics. The addition or modification of the therapeutic applications of the test require submission of a code change application, but it may not require a new code number. | 0001U-0599U | https://www.aapc.com/codes/cpt-codes/0268U | 2025-10-27T17:51:04.276662Z
0269U | Hematology (autosomal dominant congenital thrombocytopenia), genomic sequence analysis of 22 genes, blood, buccal swab, or amniotic fluid | This is a Proprietary Laboratory Analyses (PLA) code, meaning that the code applies to only one unique lab test made by a specific manufacturer or performed by a specific lab. Report 0269U only for Versiti™ Autosomal Dominant Thrombocytopenia Panel from Versiti™ Diagnostic Laboratories using a specimen such as blood, buccal swab, or amniotic fluid. The test uses next–generation sequencing (NGS) analysis of 22 genes associated with autosomal dominant congenital thrombocytopenia (a blood clotting disorder). The test may aid clinicians in diagnosing symptomatic patients or evaluating familial risk for inherited conditions. Explanation The lab analyst performs genomic sequence analysis using a patient specimen such as blood, buccal (cheek) swab, or amniotic fluid to detect genetic variation associated with autosomal dominant thrombocytopenia, which is a blood clotting disorder due to a platelet deficiency that is inherited in an autosomal dominant fashion. The test uses next–generation sequencing (NGS) to identify possible genetic variation in 22 genes associated with autosomal dominant thrombocytopenia. NGS uses an automated instrument that can simultaneously determine the order of DNA nucleotides in many genes from the patient specimen and use bioinformatics to interpret the results relative to variant gene sequences associated with certain conditions. Clinicians may order this test prenatally or for patients with low platelet count and a recognized autosomal dominant family history for inherited thrombocytopenia to aid in diagnosis and therapeutic planning. Specifically, the test can identify the type of autosomal dominant inherited thrombocytopenia, including differential diagnosis from autoimmune thrombocytopenia. Terminology Amniotic fluid: The fluid within the amniotic sac that surrounds the fetus and helps to protect it from mechanical injury. Autoimmune disease: Disease caused by the reaction of antibodies against the body’s own proteins. Autosomal dominant: Pertains to an inherited trait, disease, or disorder that requires only a single copy of a defective gene, from either parent, located on one of the first 22 nonsex (autosomal) chromosomes passed down from parent to child. Bioinformatics: Discipline used to gather, store, and evaluate biological data, such as gene sequences, using computer systems. Buccal: Pertaining to the inside of the cheeks. Deoxyribonucleic acid (DNA): A form of nucleic acid that consists of a sequence of specific biological chemicals (nucleotides) which carry genetic information. Gene: Specific nucleic acid sequence associated with a unique function in the body such as production of a specific protein. Next–generation sequencing (NGS): A general term for number of different modern DNA and RNA sequencing technologies that are quicker and cheaper than the previous methods; also known as high–throughput sequencing. Nucleotide: A compound or organic molecule that forms the basic structural unit of nucleic acids, such as deoxyribonucleic acid (DNA). Thrombocytopenia: A deficiency of thrombocytes (platelets) in the blood, which reduces the ability of the blood to clot. Variant: A gene that differs from the usual nucleic acid sequence due to events such as nucleotide deletions or insertions or substitutions; may cause conditions such as genetic disorders or cancer. Tips Use this code only for the appropriate proprietary test; report one unit of this code for a single specimen analyzed on a single date of service. There are multiple Versiti codes for thrombocytopenia assessment, such as 0269U, 0275U, and 0276U; ensure that you use the correct code for the unique PLA test. Some payers may pay separately for collecting the specimen. Additional Info “U” codes are included in the CPT® code set to identify specific proprietary laboratory analyses (PLA) tests. PLA codes take precedence over the usual 80000 series codes for laboratory/pathology. Use this code only for the above–described test; do not report this test using any other CPT® code. PLA code descriptors follow existing code conventions when possible, and lab techniques used include multianalyte assays with algorithmic analyses (MAAA) and genomic sequencing procedures (GSP), among others. Read Less | Range Specific Guideline Proprietary laboratory analyses (PLA) codes describe proprietary clinical laboratory analyses and can be either provided by a single ("sole-source") laboratory or licensed or marketed to multiple providing laboratories (eg, cleared or approved by the Food and Drug Administration [FDA]). This subsection includes advanced diagnostic laboratory tests (ADLTs) and clinical diagnostic laboratory tests (CDLTs), as defined under the Protecting Access to Medicare Act (PAMA) of 2014. These analyses may include a range of medical laboratory tests including, but not limited to, multianalyte assays with algorithmic analyses (MAAA) and genomic sequencing procedures (GSP). The descriptor nomenclature follows, where possible, existing code conventions (eg, MAAA, GSP). Unless specifically noted, even though the Proprietary Laboratory Analyses section of the code set is located at the end of the Pathology and Laboratory section of the code set, a PLA code does not fulfill Category I code criteria. PLA codes are not required to fulfill the Category I criteria. The standards for inclusion in the PLA section are: The test must be commercially available in the United States for use on human specimens and The clinical laboratory or manufacturer that offers the test must request the code. For similar laboratory analyses that fulfill Category I criteria, see codes listed in the numeric 80000 series. When a PLA code is available to report a given proprietary laboratory service, that PLA code takes precedence. The service should not be reported with any other CPT® code(s) and other CPT® code(s) should not be used to report services that may be reported with that specific PLA code. These codes encompass all analytical services required for the analysis (eg, cell lysis, nucleic acid stabilization, extraction, digestion, amplification, hybridization and detection). For molecular analyses, additional procedures that are required prior to cell lysis (eg, microdissection [codes 88380 and 88381]) may be reported separately. Codes in this subsection are released on a quarterly basis to expedite dissemination for reporting. PLA codes will be published electronically on the AMA CPT® website (ama-assn.org/cpt-pla-codes), distributed via CPT® data files on a quarterly basis, and, at a minimum, made available in print annually in the CPT® codebook. See the Introduction section of the CPT® code set for a complete list of the dates of release and implementation. All codes that are included in this section are also included in Appendix O, with the procedure's proprietary name. In order to report a PLA code, the analysis performed must fulfill the code descriptor and must be the test represented by the proprietary name listed in Appendix O. In some instances, the descriptor language of PLA codes may be identical and the code may only be differentiated by the listed proprietary name in Appendix O. When more than one PLA has an identical descriptor, the codes will be denoted by the symbol "â™“." All PLA tests will have assigned codes in the PLA section of the code set. Any PLA coded test(s) that satisfies Category I criteria and has been accepted by the CPT® Editorial Panel will be designated by the addition of the symbol "^" to the existing PLA code and will remain in the PLA section of the code set. If a proprietary test has already been accepted for a Category I code and a code has not been published, subsequent application for a PLA code will take precedence. The code will only be placed in the PLA section. The accuracy of a PLA code is to be maintained by the original applicant, or the current owner of the test kit or laboratory performing the proprietary test. A new PLA code is required when: 1. Additional nucleic acid (DNA or RNA) and/or protein analysis(es) are added to the current PLA test, or 2. The name of the PLA test has changed in association with changes in test performance or test characteristics. The addition or modification of the therapeutic applications of the test require submission of a code change application, but it may not require a new code number. | 0001U-0599U | https://www.aapc.com/codes/cpt-codes/0269U | 2025-10-27T17:51:22.122914Z
0270U | Hematology (congenital coagulation disorders), genomic sequence analysis of 20 genes, blood, buccal swab, or amniotic fluid | This is a Proprietary Laboratory Analyses (PLA) code, meaning that the code applies to only one unique lab test made by a specific manufacturer or performed by a specific lab. Report 0270U only for Versiti™ Coagulation Disorder Panel from Versiti™ Diagnostic Laboratories using a specimen such as blood, buccal swab, or amniotic fluid. The test uses next–generation sequencing (NGS) analysis of 20 genes associated with heritable coagulation disorders such as von Willebrand disease, hemophilia A and B, and less common bleeding conditions, which may help clinicians with differential diagnosis of a disorder in symptomatic patients or evaluation of familial risk for inherited conditions. Explanation The lab analyst performs genomic sequence analysis using a patient specimen such as blood, buccal swab, or amniotic fluid to detect genetic variation associated with genetic coagulation disorders such as von Willebrand disease, hemophilia A and B, and less common bleeding conditions. The test uses next–generation sequencing (NGS) to identify possible genetic variation in 20 genes (F10, F11, F13A1, F13B, F2, F5, F7, F8, F9, FGA, FGB, FGG, GGCX, LMAN1, MCFD2, SERPINA1, SERPINE1, SERPINF2, VKORC1, VWF). NGS uses an automated instrument that can simultaneously determine the order of DNA nucleotides in many genes from the patient specimen and use bioinformatics to interpret the results relative to variant gene sequences associated with certain conditions. Although not limited to testing for a specific condition, clinicians may order this test to detect genetic variants related to coagulation disorders in symptomatic patients to aid in differential diagnosis of bleeding disorders, or for carrier status or prenatal diagnosis to evaluate familial risk for inherited conditions. Terminology Amniotic fluid: The fluid within the amniotic sac that surrounds the fetus and helps to protect it from mechanical injury. Bioinformatics: Discipline used to gather, store, and evaluate biological data, such as gene sequences, using computer systems. Buccal: Pertaining to the inside of the cheeks. Deoxyribonucleic acid (DNA): A form of nucleic acid that consists of a sequence of specific biological chemicals (nucleotides) which carry genetic information. Gene: Specific nucleic acid sequence associated with a unique function in the body such as production of a specific protein. Hemophilia: A bleeding disorder caused by lack of a protein necessary for blood clotting — factor VIII in hemophilia A or factor IX in hemophilia B; hemophilia is a sex–linked recessive disorder with the abnormal gene(s) carried on the X chromosome, meaning that males who inherit the gene exhibit the condition but females who inherit the gene are carriers. Next–generation sequencing (NGS): A general term for number of different modern DNA and RNA sequencing technologies that are quicker and cheaper than the previous methods; also known as high–throughput sequencing. Nucleotide: A compound or organic molecule that forms the basic structural unit of nucleic acids, such as deoxyribonucleic acid (DNA). Variant: A gene that differs from the usual nucleic acid sequence due to events such as nucleotide deletions or insertions or substitutions; may cause conditions such as genetic disorders or cancer. Von Willebrand disease (VWD): A blood disorder characterized by poor clotting related to a protein in the blood called von Willebrand factor (VWF) that is either not functioning properly or not present in sufficient quantities. Tips Use this code only for the appropriate proprietary test; report one unit of this code for a single specimen analyzed on a single date of service. Some payers may pay separately for collecting the specimen. Additional Info “U” codes are included in the CPT® code set to identify specific proprietary laboratory analyses (PLA) tests. PLA codes take precedence over the usual 80000 series codes for laboratory/pathology. Use this code only for the above–described test; do not report this test using any other CPT® code. PLA code descriptors follow existing code conventions when possible, and lab techniques used include multianalyte assays with algorithmic analyses (MAAA) and genomic sequencing procedures (GSP), among others. Read Less | Range Specific Guideline Proprietary laboratory analyses (PLA) codes describe proprietary clinical laboratory analyses and can be either provided by a single ("sole-source") laboratory or licensed or marketed to multiple providing laboratories (eg, cleared or approved by the Food and Drug Administration [FDA]). This subsection includes advanced diagnostic laboratory tests (ADLTs) and clinical diagnostic laboratory tests (CDLTs), as defined under the Protecting Access to Medicare Act (PAMA) of 2014. These analyses may include a range of medical laboratory tests including, but not limited to, multianalyte assays with algorithmic analyses (MAAA) and genomic sequencing procedures (GSP). The descriptor nomenclature follows, where possible, existing code conventions (eg, MAAA, GSP). Unless specifically noted, even though the Proprietary Laboratory Analyses section of the code set is located at the end of the Pathology and Laboratory section of the code set, a PLA code does not fulfill Category I code criteria. PLA codes are not required to fulfill the Category I criteria. The standards for inclusion in the PLA section are: The test must be commercially available in the United States for use on human specimens and The clinical laboratory or manufacturer that offers the test must request the code. For similar laboratory analyses that fulfill Category I criteria, see codes listed in the numeric 80000 series. When a PLA code is available to report a given proprietary laboratory service, that PLA code takes precedence. The service should not be reported with any other CPT® code(s) and other CPT® code(s) should not be used to report services that may be reported with that specific PLA code. These codes encompass all analytical services required for the analysis (eg, cell lysis, nucleic acid stabilization, extraction, digestion, amplification, hybridization and detection). For molecular analyses, additional procedures that are required prior to cell lysis (eg, microdissection [codes 88380 and 88381]) may be reported separately. Codes in this subsection are released on a quarterly basis to expedite dissemination for reporting. PLA codes will be published electronically on the AMA CPT® website (ama-assn.org/cpt-pla-codes), distributed via CPT® data files on a quarterly basis, and, at a minimum, made available in print annually in the CPT® codebook. See the Introduction section of the CPT® code set for a complete list of the dates of release and implementation. All codes that are included in this section are also included in Appendix O, with the procedure's proprietary name. In order to report a PLA code, the analysis performed must fulfill the code descriptor and must be the test represented by the proprietary name listed in Appendix O. In some instances, the descriptor language of PLA codes may be identical and the code may only be differentiated by the listed proprietary name in Appendix O. When more than one PLA has an identical descriptor, the codes will be denoted by the symbol "â™“." All PLA tests will have assigned codes in the PLA section of the code set. Any PLA coded test(s) that satisfies Category I criteria and has been accepted by the CPT® Editorial Panel will be designated by the addition of the symbol "^" to the existing PLA code and will remain in the PLA section of the code set. If a proprietary test has already been accepted for a Category I code and a code has not been published, subsequent application for a PLA code will take precedence. The code will only be placed in the PLA section. The accuracy of a PLA code is to be maintained by the original applicant, or the current owner of the test kit or laboratory performing the proprietary test. A new PLA code is required when: 1. Additional nucleic acid (DNA or RNA) and/or protein analysis(es) are added to the current PLA test, or 2. The name of the PLA test has changed in association with changes in test performance or test characteristics. The addition or modification of the therapeutic applications of the test require submission of a code change application, but it may not require a new code number. | 0001U-0599U | https://www.aapc.com/codes/cpt-codes/0270U | 2025-10-27T17:51:39.928297Z
0271U | Hematology (congenital neutropenia), genomic sequence analysis of 24 genes, blood, buccal swab, or amniotic fluid | This is a Proprietary Laboratory Analyses (PLA) code, meaning that the code applies to only one unique lab test made by a specific manufacturer or performed by a specific lab. Report 0271U only for Versiti™ Congenital Neutropenia Panel from Versiti™ Diagnostic Laboratories using a specimen such as blood, buccal swab, or amniotic fluid. The test uses next–generation sequencing (NGS) analysis of 24 genes associated with congenital neutropenia and may aid clinicians in diagnosing symptomatic patients or evaluating familial risk for inherited conditions. Explanation The lab analyst performs genomic sequence analysis using a patient specimen such as blood, buccal (cheek) swab, or amniotic fluid to detect genetic variation associated with congenital neutropenia. The test uses next–generation sequencing (NGS) to identify possible genetic variation in 24 genes. NGS uses an automated instrument that can simultaneously determine the order of DNA nucleotides in many genes from the patient specimen and use bioinformatics to interpret the results relative to variant gene sequences associated with certain conditions. Clinicians may order this test to detect genetic variants related to congenital neutropenia, which is a condition present from birth characterized by recurrent infections due to low levels of neutrophils, a type of white blood cell important in fighting infection and inflammation. Clinicians may order the test to aid in clinical diagnosis or to evaluate familial risk for inherited conditions. Terminology Amniotic fluid: The fluid within the amniotic sac that surrounds the fetus and helps to protect it from mechanical injury. Bioinformatics: Discipline used to gather, store, and evaluate biological data, such as gene sequences, using computer systems. Buccal: Pertaining to the inside of the cheeks. Deoxyribonucleic acid (DNA): A form of nucleic acid that consists of a sequence of specific biological chemicals (nucleotides) which carry genetic information. Gene: Specific nucleic acid sequence associated with a unique function in the body such as production of a specific protein. Neutropenia: Decreased numbers of neutrophils, the most abundant form of white blood cells in the blood; neutrophils originate from stem cells in the bone marrow, are short–lived, and are essential to the functioning of the immune system. Next–generation sequencing (NGS): A general term for number of different modern DNA and RNA sequencing technologies that are quicker and cheaper than the previous methods; also known as high–throughput sequencing. Nucleotide: A compound or organic molecule that forms the basic structural unit of nucleic acids, such as deoxyribonucleic acid (DNA). Variant: A gene that differs from the usual nucleic acid sequence due to events such as nucleotide deletions or insertions or substitutions; may cause conditions such as genetic disorders or cancer. Tips Use this code only for the appropriate proprietary test; report one unit of this code for a single specimen analyzed on a single date of service. Some payers may pay separately for collecting the specimen. Additional Info “U” codes are included in the CPT® code set to identify specific proprietary laboratory analyses (PLA) tests. PLA codes take precedence over the usual 80000 series codes for laboratory/pathology. Use this code only for the above–described test; do not report this test using any other CPT® code. PLA code descriptors follow existing code conventions when possible, and lab techniques used include multianalyte assays with algorithmic analyses (MAAA) and genomic sequencing procedures (GSP), among others. Read Less | Range Specific Guideline Proprietary laboratory analyses (PLA) codes describe proprietary clinical laboratory analyses and can be either provided by a single ("sole-source") laboratory or licensed or marketed to multiple providing laboratories (eg, cleared or approved by the Food and Drug Administration [FDA]). This subsection includes advanced diagnostic laboratory tests (ADLTs) and clinical diagnostic laboratory tests (CDLTs), as defined under the Protecting Access to Medicare Act (PAMA) of 2014. These analyses may include a range of medical laboratory tests including, but not limited to, multianalyte assays with algorithmic analyses (MAAA) and genomic sequencing procedures (GSP). The descriptor nomenclature follows, where possible, existing code conventions (eg, MAAA, GSP). Unless specifically noted, even though the Proprietary Laboratory Analyses section of the code set is located at the end of the Pathology and Laboratory section of the code set, a PLA code does not fulfill Category I code criteria. PLA codes are not required to fulfill the Category I criteria. The standards for inclusion in the PLA section are: The test must be commercially available in the United States for use on human specimens and The clinical laboratory or manufacturer that offers the test must request the code. For similar laboratory analyses that fulfill Category I criteria, see codes listed in the numeric 80000 series. When a PLA code is available to report a given proprietary laboratory service, that PLA code takes precedence. The service should not be reported with any other CPT® code(s) and other CPT® code(s) should not be used to report services that may be reported with that specific PLA code. These codes encompass all analytical services required for the analysis (eg, cell lysis, nucleic acid stabilization, extraction, digestion, amplification, hybridization and detection). For molecular analyses, additional procedures that are required prior to cell lysis (eg, microdissection [codes 88380 and 88381]) may be reported separately. Codes in this subsection are released on a quarterly basis to expedite dissemination for reporting. PLA codes will be published electronically on the AMA CPT® website (ama-assn.org/cpt-pla-codes), distributed via CPT® data files on a quarterly basis, and, at a minimum, made available in print annually in the CPT® codebook. See the Introduction section of the CPT® code set for a complete list of the dates of release and implementation. All codes that are included in this section are also included in Appendix O, with the procedure's proprietary name. In order to report a PLA code, the analysis performed must fulfill the code descriptor and must be the test represented by the proprietary name listed in Appendix O. In some instances, the descriptor language of PLA codes may be identical and the code may only be differentiated by the listed proprietary name in Appendix O. When more than one PLA has an identical descriptor, the codes will be denoted by the symbol "â™“." All PLA tests will have assigned codes in the PLA section of the code set. Any PLA coded test(s) that satisfies Category I criteria and has been accepted by the CPT® Editorial Panel will be designated by the addition of the symbol "^" to the existing PLA code and will remain in the PLA section of the code set. If a proprietary test has already been accepted for a Category I code and a code has not been published, subsequent application for a PLA code will take precedence. The code will only be placed in the PLA section. The accuracy of a PLA code is to be maintained by the original applicant, or the current owner of the test kit or laboratory performing the proprietary test. A new PLA code is required when: 1. Additional nucleic acid (DNA or RNA) and/or protein analysis(es) are added to the current PLA test, or 2. The name of the PLA test has changed in association with changes in test performance or test characteristics. The addition or modification of the therapeutic applications of the test require submission of a code change application, but it may not require a new code number. | 0001U-0599U | https://www.aapc.com/codes/cpt-codes/0271U | 2025-10-27T17:51:57.689069Z
0272U | Hematology (genetic bleeding disorders), genomic sequence analysis of 60 genes and duplication/deletion of PLAU, blood, buccal swab, or amniotic fluid, comprehensive | This is a Proprietary Laboratory Analyses (PLA) code, meaning that the code applies to only one unique lab test made by a specific manufacturer or performed by a specific lab. Report 0272U only for Versiti™ Comprehensive Bleeding Disorder Panel from Versiti™ Diagnostic Laboratories using a specimen such as blood, buccal swab, or amniotic fluid. The test uses next–generation sequencing (NGS) analysis of 60 genes associated with genetic bleeding disorders involving platelet or coagulation function, as well as duplication/deletion analysis of the PLAU gene. The test may help clinicians with differential diagnosis of symptomatic patients or evaluation of familial risk for inherited conditions. Explanation The lab analyst performs genomic sequence analysis using a patient specimen such as blood, buccal (cheek) swab, or amniotic fluid to detect genetic variation associated with genetic bleeding disorders involving platelet or coagulation function. The test uses next–generation sequencing (NGS) to identify possible genetic variation in 60 genes, as well as duplication/deletion of the PLAU gene, which is involved in converting plasminogen to plasmin, acting to dissolve fibrin blood clots. NGS uses an automated instrument that can simultaneously determine the order of DNA nucleotides in many genes from the patient specimen and use bioinformatics to interpret the results relative to variant gene sequences associated with certain conditions. Clinicians may order this test to aid in differential diagnosis of patients with an unspecified bleeding disorder that may involve mutations associated with coagulation factors or platelet function (both are involved in clotting), or to aid evaluation of familial risk for these conditions. Terminology Amniotic fluid: The fluid within the amniotic sac that surrounds the fetus and helps to protect it from mechanical injury. Bioinformatics: Discipline used to gather, store, and evaluate biological data, such as gene sequences, using computer systems. Buccal: Pertaining to the inside of the cheeks. Coagulation factors: A group of 13 proteins involved in blood clot formation, designated by Roman numerals (I through XIII) or by name as follows: fibrinogen (I), prothrombin (II), tissue thromboplastin (tissue factor) (III), ionized calcium, Ca++ (IV), labile factor or proaccelerin (V), unnamed factor (VI), stable factor or proconvertin (VII), antihemophilic factor (VIII), plasma thromboplastin component, Christmas factor (IX), Stuart–Prower factor (X), plasma thromboplastin antecedent (XI), Hageman factor (XII), and fibrin–stabilizing factor (XIII). Deoxyribonucleic acid (DNA): A form of nucleic acid that consists of a sequence of specific biological chemicals (nucleotides) which carry genetic information. Gene: Specific nucleic acid sequence associated with a unique function in the body such as production of a specific protein. Next–generation sequencing (NGS): A general term for number of different modern DNA and RNA sequencing technologies that are quicker and cheaper than the previous methods; also known as high–throughput sequencing. Nucleotide: A compound or organic molecule that forms the basic structural unit of nucleic acids, such as deoxyribonucleic acid (DNA). Platelets: Cell fragments shaped like a disc that help in blood clotting. Variant: A gene that differs from the usual nucleic acid sequence due to events such as nucleotide deletions or insertions or substitutions; may cause conditions such as genetic disorders or cancer. Tips Use this code only for the appropriate proprietary test; report one unit of this code for a single specimen analyzed on a single date of service. Some payers may pay separately for collecting the specimen. Additional Info “U” codes are included in the CPT® code set to identify specific proprietary laboratory analyses (PLA) tests. PLA codes take precedence over the usual 80000 series codes for laboratory/pathology. Use this code only for the above–described test; do not report this test using any other CPT® code. PLA code descriptors follow existing code conventions when possible, and lab techniques used include multianalyte assays with algorithmic analyses (MAAA) and genomic sequencing procedures (GSP), among others. Read Less | Range Specific Guideline Proprietary laboratory analyses (PLA) codes describe proprietary clinical laboratory analyses and can be either provided by a single ("sole-source") laboratory or licensed or marketed to multiple providing laboratories (eg, cleared or approved by the Food and Drug Administration [FDA]). This subsection includes advanced diagnostic laboratory tests (ADLTs) and clinical diagnostic laboratory tests (CDLTs), as defined under the Protecting Access to Medicare Act (PAMA) of 2014. These analyses may include a range of medical laboratory tests including, but not limited to, multianalyte assays with algorithmic analyses (MAAA) and genomic sequencing procedures (GSP). The descriptor nomenclature follows, where possible, existing code conventions (eg, MAAA, GSP). Unless specifically noted, even though the Proprietary Laboratory Analyses section of the code set is located at the end of the Pathology and Laboratory section of the code set, a PLA code does not fulfill Category I code criteria. PLA codes are not required to fulfill the Category I criteria. The standards for inclusion in the PLA section are: The test must be commercially available in the United States for use on human specimens and The clinical laboratory or manufacturer that offers the test must request the code. For similar laboratory analyses that fulfill Category I criteria, see codes listed in the numeric 80000 series. When a PLA code is available to report a given proprietary laboratory service, that PLA code takes precedence. The service should not be reported with any other CPT® code(s) and other CPT® code(s) should not be used to report services that may be reported with that specific PLA code. These codes encompass all analytical services required for the analysis (eg, cell lysis, nucleic acid stabilization, extraction, digestion, amplification, hybridization and detection). For molecular analyses, additional procedures that are required prior to cell lysis (eg, microdissection [codes 88380 and 88381]) may be reported separately. Codes in this subsection are released on a quarterly basis to expedite dissemination for reporting. PLA codes will be published electronically on the AMA CPT® website (ama-assn.org/cpt-pla-codes), distributed via CPT® data files on a quarterly basis, and, at a minimum, made available in print annually in the CPT® codebook. See the Introduction section of the CPT® code set for a complete list of the dates of release and implementation. All codes that are included in this section are also included in Appendix O, with the procedure's proprietary name. In order to report a PLA code, the analysis performed must fulfill the code descriptor and must be the test represented by the proprietary name listed in Appendix O. In some instances, the descriptor language of PLA codes may be identical and the code may only be differentiated by the listed proprietary name in Appendix O. When more than one PLA has an identical descriptor, the codes will be denoted by the symbol "â™“." All PLA tests will have assigned codes in the PLA section of the code set. Any PLA coded test(s) that satisfies Category I criteria and has been accepted by the CPT® Editorial Panel will be designated by the addition of the symbol "^" to the existing PLA code and will remain in the PLA section of the code set. If a proprietary test has already been accepted for a Category I code and a code has not been published, subsequent application for a PLA code will take precedence. The code will only be placed in the PLA section. The accuracy of a PLA code is to be maintained by the original applicant, or the current owner of the test kit or laboratory performing the proprietary test. A new PLA code is required when: 1. Additional nucleic acid (DNA or RNA) and/or protein analysis(es) are added to the current PLA test, or 2. The name of the PLA test has changed in association with changes in test performance or test characteristics. The addition or modification of the therapeutic applications of the test require submission of a code change application, but it may not require a new code number. | 0001U-0599U | https://www.aapc.com/codes/cpt-codes/0272U | 2025-10-27T17:52:15.532068Z
0273U | Hematology (genetic hyperfibrinolysis, delayed bleeding), analysis of 9 genes (F13A1, F13B, FGA, FGB, FGG, SERPINA1, SERPINE1, SERPINF2 by next-generation sequencing, and PLAU by array comparative genomic hybridization), blood, buccal swab, or amniotic fluid | This is a Proprietary Laboratory Analyses (PLA) code, meaning that the code applies to only one unique lab test made by a specific manufacturer or performed by a specific lab. Report 0273U only for Versiti™ Fibrinolytic Disorder Panel from Versiti™ Diagnostic Laboratories using a specimen such as blood, buccal swab, or amniotic fluid. The test uses next–generation sequencing (NGS) analysis of eight genes plus array Comparative Genomic Hybridization (aCGH) of one gene to aid in diagnosis of symptomatic patients or evaluation of familial risk for delayed bleeding disorders caused by hyperfibrinolysis. Explanation The lab analyst evaluates a patient specimen such as blood, buccal swab, or amniotic fluid to detect genetic variation associated with genetic bleeding disorders characterized by hyperfibrinolysis and delayed bleeding. The test uses next–generation sequencing (NGS) to identify possible genetic variation in eight genes (F13A1, F13B, FGA, FGB, FGG, SERPINA1, SERPINE1, SERPINF2). NGS uses an automated instrument that can simultaneously determine the order of DNA nucleotides in many genes from the patient specimen and use bioinformatics to interpret the results relative to variant gene sequences associated with certain conditions. The test also uses array Comparative Genomic Hybridization (aCGH) to detect relevant copy number abnormalities in the PLAU gene. Clinicians may order this test to aid in diagnosis and appropriate therapeutic intervention for patients with delayed bleeding following events such as surgery, dental work, or venipuncture, or to aid in familial risk assessment for inherited conditions. The test allows clinicians to determine if the delayed bleeding is due to an increased breakdown of fibrin (hyperfibrinolysis) that causes premature breakdown of blood clots. Terminology Amniotic fluid: The fluid within the amniotic sac that surrounds the fetus and helps to protect it from mechanical injury. Bioinformatics: Discipline used to gather, store, and evaluate biological data, such as gene sequences, using computer systems. Buccal: Pertaining to the inside of the cheeks. Deoxyribonucleic acid (DNA): A form of nucleic acid that consists of a sequence of specific biological chemicals (nucleotides) which carry genetic information. Duplication and/or deletion: Increase and/or decrease in the normal copy number, which is two copies of a gene sequence. Fibrinolysis: The breakdown of fibrin, a protein involved in forming blood clots. Gene: Specific nucleic acid sequence associated with a unique function in the body such as production of a specific protein. Next–generation sequencing (NGS): A general term for number of different modern DNA and RNA sequencing technologies that are quicker and cheaper than the previous methods; also known as high–throughput sequencing. Nucleotide: A compound or organic molecule that forms the basic structural unit of nucleic acids, such as deoxyribonucleic acid (DNA). Variant: A gene that differs from the usual nucleic acid sequence due to events such as nucleotide deletions or insertions or substitutions; may cause conditions such as genetic disorders or cancer. Tips Use this code only for the appropriate proprietary test; report one unit of this code for a single specimen analyzed on a single date of service. Some payers may pay separately for collecting the specimen. Additional Info “U” codes are included in the CPT® code set to identify specific proprietary laboratory analyses (PLA) tests. PLA codes take precedence over the usual 80000 series codes for laboratory/pathology. Use this code only for the above–described test; do not report this test using any other CPT® code. PLA code descriptors follow existing code conventions when possible, and lab techniques used include multianalyte assays with algorithmic analyses (MAAA) and genomic sequencing procedures (GSP), among others. Read Less | Range Specific Guideline Proprietary laboratory analyses (PLA) codes describe proprietary clinical laboratory analyses and can be either provided by a single ("sole-source") laboratory or licensed or marketed to multiple providing laboratories (eg, cleared or approved by the Food and Drug Administration [FDA]). This subsection includes advanced diagnostic laboratory tests (ADLTs) and clinical diagnostic laboratory tests (CDLTs), as defined under the Protecting Access to Medicare Act (PAMA) of 2014. These analyses may include a range of medical laboratory tests including, but not limited to, multianalyte assays with algorithmic analyses (MAAA) and genomic sequencing procedures (GSP). The descriptor nomenclature follows, where possible, existing code conventions (eg, MAAA, GSP). Unless specifically noted, even though the Proprietary Laboratory Analyses section of the code set is located at the end of the Pathology and Laboratory section of the code set, a PLA code does not fulfill Category I code criteria. PLA codes are not required to fulfill the Category I criteria. The standards for inclusion in the PLA section are: The test must be commercially available in the United States for use on human specimens and The clinical laboratory or manufacturer that offers the test must request the code. For similar laboratory analyses that fulfill Category I criteria, see codes listed in the numeric 80000 series. When a PLA code is available to report a given proprietary laboratory service, that PLA code takes precedence. The service should not be reported with any other CPT® code(s) and other CPT® code(s) should not be used to report services that may be reported with that specific PLA code. These codes encompass all analytical services required for the analysis (eg, cell lysis, nucleic acid stabilization, extraction, digestion, amplification, hybridization and detection). For molecular analyses, additional procedures that are required prior to cell lysis (eg, microdissection [codes 88380 and 88381]) may be reported separately. Codes in this subsection are released on a quarterly basis to expedite dissemination for reporting. PLA codes will be published electronically on the AMA CPT® website (ama-assn.org/cpt-pla-codes), distributed via CPT® data files on a quarterly basis, and, at a minimum, made available in print annually in the CPT® codebook. See the Introduction section of the CPT® code set for a complete list of the dates of release and implementation. All codes that are included in this section are also included in Appendix O, with the procedure's proprietary name. In order to report a PLA code, the analysis performed must fulfill the code descriptor and must be the test represented by the proprietary name listed in Appendix O. In some instances, the descriptor language of PLA codes may be identical and the code may only be differentiated by the listed proprietary name in Appendix O. When more than one PLA has an identical descriptor, the codes will be denoted by the symbol "â™“." All PLA tests will have assigned codes in the PLA section of the code set. Any PLA coded test(s) that satisfies Category I criteria and has been accepted by the CPT® Editorial Panel will be designated by the addition of the symbol "^" to the existing PLA code and will remain in the PLA section of the code set. If a proprietary test has already been accepted for a Category I code and a code has not been published, subsequent application for a PLA code will take precedence. The code will only be placed in the PLA section. The accuracy of a PLA code is to be maintained by the original applicant, or the current owner of the test kit or laboratory performing the proprietary test. A new PLA code is required when: 1. Additional nucleic acid (DNA or RNA) and/or protein analysis(es) are added to the current PLA test, or 2. The name of the PLA test has changed in association with changes in test performance or test characteristics. The addition or modification of the therapeutic applications of the test require submission of a code change application, but it may not require a new code number. | 0001U-0599U | https://www.aapc.com/codes/cpt-codes/0273U | 2025-10-27T17:52:34.127580Z
0274U | Hematology (genetic platelet disorders), genomic sequence analysis of 62 genes and duplication/deletion of PLAU, blood, buccal swab, or amniotic fluid | This is a Proprietary Laboratory Analyses (PLA) code, meaning that the code applies to only one unique lab test made by a specific manufacturer or performed by a specific lab. Report 0274U only for Versiti™ Comprehensive Platelet Disorder Panel from Versiti™ Diagnostic Laboratories using a specimen such as blood, buccal swab, or amniotic fluid. The test uses next–generation sequencing (NGS) analysis of 62 genes, as well as duplication/deletion analysis of the PLAU gene. The test may aid in differential diagnosis of thrombocytopenia and other platelet function disorders or help evaluate familial risk for inherited conditions. Explanation The lab analyst performs genomic sequence analysis using a patient specimen such as blood, buccal (cheek) swab, or amniotic fluid to detect genetic variation associated with platelet function disorders and thrombocytopenia. The test uses next–generation sequencing (NGS) to identify possible genetic variation in 62 genes, as well as duplication/deletion of the PLAU gene, which is involved in converting plasminogen to plasmin, acting to dissolve fibrin blood clots. NGS uses an automated instrument that can simultaneously determine the order of DNA nucleotides in many genes from the patient specimen and use bioinformatics to interpret the results relative to variant gene sequences associated with certain conditions. Clinicians may order this test to aid in differential diagnosis of thrombocytopenia and other platelet function disorders or for evaluation of familial risk for inherited conditions. Terminology Amniotic fluid: The fluid within the amniotic sac that surrounds the fetus and helps to protect it from mechanical injury. Bioinformatics: Discipline used to gather, store, and evaluate biological data, such as gene sequences, using computer systems. Buccal: Pertaining to the inside of the cheeks. Deoxyribonucleic acid (DNA): A form of nucleic acid that consists of a sequence of specific biological chemicals (nucleotides) which carry genetic information. Duplication and/or deletion: Increase and/or decrease in the normal copy number, which is two copies of a gene sequence. Gene: Specific nucleic acid sequence associated with a unique function in the body such as production of a specific protein. Next–generation sequencing (NGS): A general term for number of different modern DNA and RNA sequencing technologies that are quicker and cheaper than the previous methods; also known as high–throughput sequencing. Nucleotide: A compound or organic molecule that forms the basic structural unit of nucleic acids, such as deoxyribonucleic acid (DNA). Platelets: Cell fragments shaped like a disc that help in blood clotting. Thrombocytopenia: A deficiency of thrombocytes (platelets) in the blood, which reduces the ability of the blood to clot. Variant: A gene that differs from the usual nucleic acid sequence due to events such as nucleotide deletions or insertions or substitutions; may cause conditions such as genetic disorders or cancer. Tips Use this code only for the appropriate proprietary test; report one unit of this code for a single specimen analyzed on a single date of service. Some payers may pay separately for collecting the specimen. Additional Info “U” codes are included in the CPT® code set to identify specific proprietary laboratory analyses (PLA) tests. PLA codes take precedence over the usual 80000 series codes for laboratory/pathology. Use this code only for the above–described test; do not report this test using any other CPT® code. PLA code descriptors follow existing code conventions when possible, and lab techniques used include multianalyte assays with algorithmic analyses (MAAA) and genomic sequencing procedures (GSP), among others. Read Less | Range Specific Guideline Proprietary laboratory analyses (PLA) codes describe proprietary clinical laboratory analyses and can be either provided by a single ("sole-source") laboratory or licensed or marketed to multiple providing laboratories (eg, cleared or approved by the Food and Drug Administration [FDA]). This subsection includes advanced diagnostic laboratory tests (ADLTs) and clinical diagnostic laboratory tests (CDLTs), as defined under the Protecting Access to Medicare Act (PAMA) of 2014. These analyses may include a range of medical laboratory tests including, but not limited to, multianalyte assays with algorithmic analyses (MAAA) and genomic sequencing procedures (GSP). The descriptor nomenclature follows, where possible, existing code conventions (eg, MAAA, GSP). Unless specifically noted, even though the Proprietary Laboratory Analyses section of the code set is located at the end of the Pathology and Laboratory section of the code set, a PLA code does not fulfill Category I code criteria. PLA codes are not required to fulfill the Category I criteria. The standards for inclusion in the PLA section are: The test must be commercially available in the United States for use on human specimens and The clinical laboratory or manufacturer that offers the test must request the code. For similar laboratory analyses that fulfill Category I criteria, see codes listed in the numeric 80000 series. When a PLA code is available to report a given proprietary laboratory service, that PLA code takes precedence. The service should not be reported with any other CPT® code(s) and other CPT® code(s) should not be used to report services that may be reported with that specific PLA code. These codes encompass all analytical services required for the analysis (eg, cell lysis, nucleic acid stabilization, extraction, digestion, amplification, hybridization and detection). For molecular analyses, additional procedures that are required prior to cell lysis (eg, microdissection [codes 88380 and 88381]) may be reported separately. Codes in this subsection are released on a quarterly basis to expedite dissemination for reporting. PLA codes will be published electronically on the AMA CPT® website (ama-assn.org/cpt-pla-codes), distributed via CPT® data files on a quarterly basis, and, at a minimum, made available in print annually in the CPT® codebook. See the Introduction section of the CPT® code set for a complete list of the dates of release and implementation. All codes that are included in this section are also included in Appendix O, with the procedure's proprietary name. In order to report a PLA code, the analysis performed must fulfill the code descriptor and must be the test represented by the proprietary name listed in Appendix O. In some instances, the descriptor language of PLA codes may be identical and the code may only be differentiated by the listed proprietary name in Appendix O. When more than one PLA has an identical descriptor, the codes will be denoted by the symbol "â™“." All PLA tests will have assigned codes in the PLA section of the code set. Any PLA coded test(s) that satisfies Category I criteria and has been accepted by the CPT® Editorial Panel will be designated by the addition of the symbol "^" to the existing PLA code and will remain in the PLA section of the code set. If a proprietary test has already been accepted for a Category I code and a code has not been published, subsequent application for a PLA code will take precedence. The code will only be placed in the PLA section. The accuracy of a PLA code is to be maintained by the original applicant, or the current owner of the test kit or laboratory performing the proprietary test. A new PLA code is required when: 1. Additional nucleic acid (DNA or RNA) and/or protein analysis(es) are added to the current PLA test, or 2. The name of the PLA test has changed in association with changes in test performance or test characteristics. The addition or modification of the therapeutic applications of the test require submission of a code change application, but it may not require a new code number. | 0001U-0599U | https://www.aapc.com/codes/cpt-codes/0274U | 2025-10-27T17:52:52.189290Z
0275U | Hematology (heparin-induced thrombocytopenia), platelet antibody reactivity by flow cytometry, serum | This is a Proprietary Laboratory Analyses (PLA) code, meaning that the code applies to only one unique lab test made by a specific manufacturer or performed by a specific lab. Report 0275U only for Versiti™ Heparin–Induced Thrombocytopenia Evaluation – PEA, from Versiti™ Diagnostic Laboratories using a serum specimen for the platelet P–selectin expression assay (PEA) by flow cytometry to detect heparin–dependent platelet antibodies. The test can aid in the diagnosis of Heparin–Induced Thrombocytopenia/Thrombosis (HIT or HITT). Explanation The lab analyst performs a flow cytometry assay to detect and quantify the Heparin–dependent platelet antibody P–selectin (also called CD62P) in a serum specimen. P–selectin is a marker for platelet activation in patients with Heparin–Induced Thrombocytopenia/Thrombosis (HIT or HITT). The analyst mixes the serum with a fluorescently tagged marker for the target antibody, P–selectin, then, following incubation, passes the tagged specimen through a flow cytometer to quantify the antibody level. Although not limited to testing for a specific condition, clinicians may order this test for patients with suspected HIT or HITT to confirm a diagnosis and guide patient treatment. Terminology Antibody: A protein produced by the body as an immune–system response to a specific antigen, such as a bacteria or foreign substance; lab tests may utilize reactions between antibodies and antigens to identify a substance in a patient specimen; may also be referred to as immunoglobulin. Assay: A laboratory test to find or measure the quantity of some entity (the analyte) or to find or measure some property of the analyte, such as functional activity. Flow cytometry: A laboratory test in which a stream of stained or fluorescently marked blood cells are suspended in fluid in an electronic detector (flow cytometer); the cells travel in a single line past a focused light or laser beam that causes the stained cells to fluoresce and scatter light according to their DNA and nuclear structure; the fluorescence and light scatter are measured with a photodetector and analyzed; this test can be used to identify antigens and cancer cells as well as for staging. Heparin: A drug which inhibits blood coagulation; it occurs naturally in the liver and other tissues. Platelets: Cell fragments shaped like a disc that help in blood clotting. Serum: The clear liquid portion of blood that is not cellular and contains important components such as antibodies, proteins produced in blood that are activated as part of the immune response to neutralize specific invaders such as bacteria or viruses. Tips Use this code only for the appropriate proprietary test; report one unit of this code for a single specimen analyzed on a single date of service. Some payers may pay separately for collecting the specimen. Additional Info “U” codes are included in the CPT® code set to identify specific proprietary laboratory analyses (PLA) tests. PLA codes take precedence over the usual 80000 series codes for laboratory/pathology. Use this code only for the above–described test; do not report this test using any other CPT® code. PLA code descriptors follow existing code conventions when possible, and lab techniques used include multianalyte assays with algorithmic analyses (MAAA) and genomic sequencing procedures (GSP), among others. Read Less | Range Specific Guideline Proprietary laboratory analyses (PLA) codes describe proprietary clinical laboratory analyses and can be either provided by a single ("sole-source") laboratory or licensed or marketed to multiple providing laboratories (eg, cleared or approved by the Food and Drug Administration [FDA]). This subsection includes advanced diagnostic laboratory tests (ADLTs) and clinical diagnostic laboratory tests (CDLTs), as defined under the Protecting Access to Medicare Act (PAMA) of 2014. These analyses may include a range of medical laboratory tests including, but not limited to, multianalyte assays with algorithmic analyses (MAAA) and genomic sequencing procedures (GSP). The descriptor nomenclature follows, where possible, existing code conventions (eg, MAAA, GSP). Unless specifically noted, even though the Proprietary Laboratory Analyses section of the code set is located at the end of the Pathology and Laboratory section of the code set, a PLA code does not fulfill Category I code criteria. PLA codes are not required to fulfill the Category I criteria. The standards for inclusion in the PLA section are: The test must be commercially available in the United States for use on human specimens and The clinical laboratory or manufacturer that offers the test must request the code. For similar laboratory analyses that fulfill Category I criteria, see codes listed in the numeric 80000 series. When a PLA code is available to report a given proprietary laboratory service, that PLA code takes precedence. The service should not be reported with any other CPT® code(s) and other CPT® code(s) should not be used to report services that may be reported with that specific PLA code. These codes encompass all analytical services required for the analysis (eg, cell lysis, nucleic acid stabilization, extraction, digestion, amplification, hybridization and detection). For molecular analyses, additional procedures that are required prior to cell lysis (eg, microdissection [codes 88380 and 88381]) may be reported separately. Codes in this subsection are released on a quarterly basis to expedite dissemination for reporting. PLA codes will be published electronically on the AMA CPT® website (ama-assn.org/cpt-pla-codes), distributed via CPT® data files on a quarterly basis, and, at a minimum, made available in print annually in the CPT® codebook. See the Introduction section of the CPT® code set for a complete list of the dates of release and implementation. All codes that are included in this section are also included in Appendix O, with the procedure's proprietary name. In order to report a PLA code, the analysis performed must fulfill the code descriptor and must be the test represented by the proprietary name listed in Appendix O. In some instances, the descriptor language of PLA codes may be identical and the code may only be differentiated by the listed proprietary name in Appendix O. When more than one PLA has an identical descriptor, the codes will be denoted by the symbol "â™“." All PLA tests will have assigned codes in the PLA section of the code set. Any PLA coded test(s) that satisfies Category I criteria and has been accepted by the CPT® Editorial Panel will be designated by the addition of the symbol "^" to the existing PLA code and will remain in the PLA section of the code set. If a proprietary test has already been accepted for a Category I code and a code has not been published, subsequent application for a PLA code will take precedence. The code will only be placed in the PLA section. The accuracy of a PLA code is to be maintained by the original applicant, or the current owner of the test kit or laboratory performing the proprietary test. A new PLA code is required when: 1. Additional nucleic acid (DNA or RNA) and/or protein analysis(es) are added to the current PLA test, or 2. The name of the PLA test has changed in association with changes in test performance or test characteristics. The addition or modification of the therapeutic applications of the test require submission of a code change application, but it may not require a new code number. | 0001U-0599U | https://www.aapc.com/codes/cpt-codes/0275U | 2025-10-27T17:53:10.507352Z
0276U | Hematology (inherited thrombocytopenia), genomic sequence analysis of 42 genes, blood, buccal swab, or amniotic fluid | This is a Proprietary Laboratory Analyses (PLA) code, meaning that the code applies to only one unique lab test made by a specific manufacturer or performed by a specific lab. Report 0276U only for Versiti™ Inherited Thrombocytopenia Panel from Versiti™ Diagnostic Laboratories, using a specimen such as blood, buccal swab, or amniotic fluid. The test uses next–generation sequencing (NGS) analysis of 42 genes associated with inherited forms of thrombocytopenia for differential diagnosis of symptomatic patients or evaluation of familial risk of inherited conditions. Explanation The lab analyst performs genomic sequence analysis using a patient specimen such as blood, buccal swab, or amniotic fluid to detect genetic variation associated with inherited forms of thrombocytopenia, which is a blood clotting disorder characterized by platelet deficiency. The test uses next–generation sequencing (NGS) to identify possible genetic variation in 42 genes (ABCG5, ABDG8, aCGH, ACTB, ACTN1, ANKRD26, ARPC1B, CDC42, CNV, CYCS, del, del/dup, deletion, DIAPH1, duplication, ETV6, FLI1, FLN1, FYB1, GATA1, GFI1B, GNE, GP1BA, GP1BB, GP9, HOXA11, ITGA2B, ITGB3, KDSR, MECOM, MPIG6B, MPL, MYH9, NBEAL2, PRKACG, RBM8A, RNU4ATAC, RUNX1, SLFN14, SRC, STIM1, STXBP2, THPO, TUBB1, VIPAS39, VPS33B, WAS, WIPF1) associated with inherited forms of thrombocytopenia. NGS uses an automated instrument that can simultaneously determine the order of DNA nucleotides in many genes from the patient specimen and use bioinformatics to interpret the results relative to variant gene sequences associated with certain conditions. Clinicians may order this test prenatally or for patients with low platelet count and a recognized family history for inherited thrombocytopenia to aid in diagnosis and therapeutic planning. Specifically, the test can identify the type of inherited thrombocytopenia, including differential diagnosis of autosomal dominant forms and distinction from autoimmune thrombocytopenia. Terminology Amniotic fluid: The fluid within the amniotic sac that surrounds the fetus and helps to protect it from mechanical injury. Autoimmune disease: Disease caused by the reaction of antibodies against the body’s own proteins. Autosomal dominant: Pertains to an inherited trait, disease, or disorder that requires only a single copy of a defective gene, from either parent, located on one of the first 22 nonsex (autosomal) chromosomes passed down from parent to child. Bioinformatics: Discipline used to gather, store, and evaluate biological data, such as gene sequences, using computer systems. Buccal: Pertaining to the inside of the cheeks. Deoxyribonucleic acid (DNA): A form of nucleic acid that consists of a sequence of specific biological chemicals (nucleotides) which carry genetic information. Gene: Specific nucleic acid sequence associated with a unique function in the body such as production of a specific protein. Next–generation sequencing (NGS): A general term for number of different modern DNA and RNA sequencing technologies that are quicker and cheaper than the previous methods; also known as high–throughput sequencing. Nucleotide: A compound or organic molecule that forms the basic structural unit of nucleic acids, such as deoxyribonucleic acid (DNA). Platelets: Cell fragments shaped like a disc that help in blood clotting. Thrombocytopenia: A deficiency of thrombocytes (platelets) in the blood, which reduces the ability of the blood to clot. Variant: A gene that differs from the usual nucleic acid sequence due to events such as nucleotide deletions or insertions or substitutions; may cause conditions such as genetic disorders or cancer. Tips Use this code only for the appropriate proprietary test; report one unit of this code for a single specimen analyzed on a single date of service. Some payers may pay separately for collecting the specimen. Additional Info “U” codes are included in the CPT® code set to identify specific proprietary laboratory analyses (PLA) tests. PLA codes take precedence over the usual 80000 series codes for laboratory/pathology. Use this code only for the above–described test; do not report this test using any other CPT® code. PLA code descriptors follow existing code conventions when possible, and lab techniques used include multianalyte assays with algorithmic analyses (MAAA) and genomic sequencing procedures (GSP), among others. Read Less | Range Specific Guideline Proprietary laboratory analyses (PLA) codes describe proprietary clinical laboratory analyses and can be either provided by a single ("sole-source") laboratory or licensed or marketed to multiple providing laboratories (eg, cleared or approved by the Food and Drug Administration [FDA]). This subsection includes advanced diagnostic laboratory tests (ADLTs) and clinical diagnostic laboratory tests (CDLTs), as defined under the Protecting Access to Medicare Act (PAMA) of 2014. These analyses may include a range of medical laboratory tests including, but not limited to, multianalyte assays with algorithmic analyses (MAAA) and genomic sequencing procedures (GSP). The descriptor nomenclature follows, where possible, existing code conventions (eg, MAAA, GSP). Unless specifically noted, even though the Proprietary Laboratory Analyses section of the code set is located at the end of the Pathology and Laboratory section of the code set, a PLA code does not fulfill Category I code criteria. PLA codes are not required to fulfill the Category I criteria. The standards for inclusion in the PLA section are: The test must be commercially available in the United States for use on human specimens and The clinical laboratory or manufacturer that offers the test must request the code. For similar laboratory analyses that fulfill Category I criteria, see codes listed in the numeric 80000 series. When a PLA code is available to report a given proprietary laboratory service, that PLA code takes precedence. The service should not be reported with any other CPT® code(s) and other CPT® code(s) should not be used to report services that may be reported with that specific PLA code. These codes encompass all analytical services required for the analysis (eg, cell lysis, nucleic acid stabilization, extraction, digestion, amplification, hybridization and detection). For molecular analyses, additional procedures that are required prior to cell lysis (eg, microdissection [codes 88380 and 88381]) may be reported separately. Codes in this subsection are released on a quarterly basis to expedite dissemination for reporting. PLA codes will be published electronically on the AMA CPT® website (ama-assn.org/cpt-pla-codes), distributed via CPT® data files on a quarterly basis, and, at a minimum, made available in print annually in the CPT® codebook. See the Introduction section of the CPT® code set for a complete list of the dates of release and implementation. All codes that are included in this section are also included in Appendix O, with the procedure's proprietary name. In order to report a PLA code, the analysis performed must fulfill the code descriptor and must be the test represented by the proprietary name listed in Appendix O. In some instances, the descriptor language of PLA codes may be identical and the code may only be differentiated by the listed proprietary name in Appendix O. When more than one PLA has an identical descriptor, the codes will be denoted by the symbol "â™“." All PLA tests will have assigned codes in the PLA section of the code set. Any PLA coded test(s) that satisfies Category I criteria and has been accepted by the CPT® Editorial Panel will be designated by the addition of the symbol "^" to the existing PLA code and will remain in the PLA section of the code set. If a proprietary test has already been accepted for a Category I code and a code has not been published, subsequent application for a PLA code will take precedence. The code will only be placed in the PLA section. The accuracy of a PLA code is to be maintained by the original applicant, or the current owner of the test kit or laboratory performing the proprietary test. A new PLA code is required when: 1. Additional nucleic acid (DNA or RNA) and/or protein analysis(es) are added to the current PLA test, or 2. The name of the PLA test has changed in association with changes in test performance or test characteristics. The addition or modification of the therapeutic applications of the test require submission of a code change application, but it may not require a new code number. | 0001U-0599U | https://www.aapc.com/codes/cpt-codes/0276U | 2025-10-27T17:53:28.591305Z
0277U | Hematology (genetic platelet function disorder), genomic sequence analysis of 40 genes and duplication/deletion of PLAU, blood, buccal swab, or amniotic fluid | This is a Proprietary Laboratory Analyses (PLA) code, meaning that the code applies to only one unique lab test made by a specific manufacturer or performed by a specific lab. Report 0277U only for Versiti™ Platelet Function Disorder Panel from Versiti™ Diagnostic Laboratories using a specimen such as blood, buccal swab, or amniotic fluid. The test uses next–generation sequencing (NGS) analysis of 40 genes, as well as duplication/deletion analysis of the PLAU gene. The test may aid in differential diagnosis of platelet function disorders or evaluation of familial risk for inherited conditions. Explanation The lab analyst performs genomic sequence analysis using a patient specimen such as blood, buccal (cheek) swab, or amniotic fluid to detect genetic variation associated with platelet function disorders. The test uses next–generation sequencing (NGS) to identify possible genetic variation in 40 genes, as well as duplication/deletion of the PLAU gene, which is involved in converting plasminogen to plasmin, acting to dissolve fibrin blood clots. NGS uses an automated instrument that can simultaneously determine the order of DNA nucleotides in many genes from the patient specimen and use bioinformatics to interpret the results relative to variant gene sequences associated with certain conditions. Clinicians may order this test to evaluate familial risk for or for differential diagnosis of platelet function disorders, which are characterized by bleeding symptoms despite normal platelet count and are due to functional problems such as platelet adhesion or signaling pathways (the way information or signals flow in cells). Terminology Amniotic fluid: The fluid within the amniotic sac that surrounds the fetus and helps to protect it from mechanical injury. Bioinformatics: Discipline used to gather, store, and evaluate biological data, such as gene sequences, using computer systems. Buccal: Pertaining to the inside of the cheeks. Deoxyribonucleic acid (DNA): A form of nucleic acid that consists of a sequence of specific biological chemicals (nucleotides) which carry genetic information. Gene: Specific nucleic acid sequence associated with a unique function in the body such as production of a specific protein. Next–generation sequencing (NGS): A general term for number of different modern DNA and RNA sequencing technologies that are quicker and cheaper than the previous methods; also known as high–throughput sequencing. Nucleotide: A compound or organic molecule that forms the basic structural unit of nucleic acids, such as deoxyribonucleic acid (DNA). Platelets: Cell fragments shaped like a disc that help in blood clotting. Variant: A gene that differs from the usual nucleic acid sequence due to events such as nucleotide deletions or insertions or substitutions; may cause conditions such as genetic disorders or cancer. Tips Use this code only for the appropriate proprietary test; report one unit of this code for a single specimen analyzed on a single date of service. Some payers may pay separately for collecting the specimen. Additional Info “U” codes are included in the CPT® code set to identify specific proprietary laboratory analyses (PLA) tests. PLA codes take precedence over the usual 80000 series codes for laboratory/pathology. Use this code only for the above–described test; do not report this test using any other CPT® code. PLA code descriptors follow existing code conventions when possible, and lab techniques used include multianalyte assays with algorithmic analyses (MAAA) and genomic sequencing procedures (GSP), among others. Read Less | Range Specific Guideline Proprietary laboratory analyses (PLA) codes describe proprietary clinical laboratory analyses and can be either provided by a single ("sole-source") laboratory or licensed or marketed to multiple providing laboratories (eg, cleared or approved by the Food and Drug Administration [FDA]). This subsection includes advanced diagnostic laboratory tests (ADLTs) and clinical diagnostic laboratory tests (CDLTs), as defined under the Protecting Access to Medicare Act (PAMA) of 2014. These analyses may include a range of medical laboratory tests including, but not limited to, multianalyte assays with algorithmic analyses (MAAA) and genomic sequencing procedures (GSP). The descriptor nomenclature follows, where possible, existing code conventions (eg, MAAA, GSP). Unless specifically noted, even though the Proprietary Laboratory Analyses section of the code set is located at the end of the Pathology and Laboratory section of the code set, a PLA code does not fulfill Category I code criteria. PLA codes are not required to fulfill the Category I criteria. The standards for inclusion in the PLA section are: The test must be commercially available in the United States for use on human specimens and The clinical laboratory or manufacturer that offers the test must request the code. For similar laboratory analyses that fulfill Category I criteria, see codes listed in the numeric 80000 series. When a PLA code is available to report a given proprietary laboratory service, that PLA code takes precedence. The service should not be reported with any other CPT® code(s) and other CPT® code(s) should not be used to report services that may be reported with that specific PLA code. These codes encompass all analytical services required for the analysis (eg, cell lysis, nucleic acid stabilization, extraction, digestion, amplification, hybridization and detection). For molecular analyses, additional procedures that are required prior to cell lysis (eg, microdissection [codes 88380 and 88381]) may be reported separately. Codes in this subsection are released on a quarterly basis to expedite dissemination for reporting. PLA codes will be published electronically on the AMA CPT® website (ama-assn.org/cpt-pla-codes), distributed via CPT® data files on a quarterly basis, and, at a minimum, made available in print annually in the CPT® codebook. See the Introduction section of the CPT® code set for a complete list of the dates of release and implementation. All codes that are included in this section are also included in Appendix O, with the procedure's proprietary name. In order to report a PLA code, the analysis performed must fulfill the code descriptor and must be the test represented by the proprietary name listed in Appendix O. In some instances, the descriptor language of PLA codes may be identical and the code may only be differentiated by the listed proprietary name in Appendix O. When more than one PLA has an identical descriptor, the codes will be denoted by the symbol "â™“." All PLA tests will have assigned codes in the PLA section of the code set. Any PLA coded test(s) that satisfies Category I criteria and has been accepted by the CPT® Editorial Panel will be designated by the addition of the symbol "^" to the existing PLA code and will remain in the PLA section of the code set. If a proprietary test has already been accepted for a Category I code and a code has not been published, subsequent application for a PLA code will take precedence. The code will only be placed in the PLA section. The accuracy of a PLA code is to be maintained by the original applicant, or the current owner of the test kit or laboratory performing the proprietary test. A new PLA code is required when: 1. Additional nucleic acid (DNA or RNA) and/or protein analysis(es) are added to the current PLA test, or 2. The name of the PLA test has changed in association with changes in test performance or test characteristics. The addition or modification of the therapeutic applications of the test require submission of a code change application, but it may not require a new code number. | 0001U-0599U | https://www.aapc.com/codes/cpt-codes/0277U | 2025-10-27T17:53:46.543084Z
0278U | Hematology (genetic thrombosis), genomic sequence analysis of 14 genes, blood, buccal swab, or amniotic fluid | This is a Proprietary Laboratory Analyses (PLA) code, meaning that the code applies to only one unique lab test made by a specific manufacturer or performed by a specific lab. Report 0278U only for?Versiti™ Thrombosis Panel from?Versiti™ Diagnostic Laboratories using a specimen such as blood, buccal swab, or amniotic fluid. The test uses next–generation sequencing (NGS) analysis of 14 genes associated with thrombosis risk to aid in diagnosis or?evaluation of familial risk for inherited conditions. Explanation The lab analyst performs genomic sequence analysis using a patient specimen such as blood, buccal (cheek) swab, or amniotic fluid to detect genetic variation associated with increased risk for venous thromboembolism, including conditions such as pulmonary embolism (PE) and deep vein thrombosis (DVT). The test uses next–generation sequencing (NGS) to identify possible genetic variation in 14 genes. NGS uses an automated instrument that can simultaneously determine the order of DNA nucleotides in many genes from the patient specimen and use bioinformatics to interpret the results relative to variant gene sequences associated with certain conditions.? Clinicians may order this test to aid in differential diagnosis of patients with thromboembolism and evaluate individual and?familial?risk?for inherited conditions. Terminology Amniotic fluid: The fluid within the amniotic sac that surrounds the fetus and helps to protect it from mechanical injury. Bioinformatics: Discipline used to gather, store, and evaluate biological data, such as gene sequences, using computer systems. Buccal: Pertaining to the inside of the cheeks. Deep vein thrombosis (DVT): Blood clot formation in one or more veins, usually deep within the leg, with symptoms of swelling, warmth, and redness. Deoxyribonucleic acid (DNA): A form of nucleic acid that consists of a sequence of specific biological chemicals (nucleotides) which carry genetic information. Gene: Specific nucleic acid sequence associated with a unique function in the body such as production of a specific protein. Next–generation sequencing (NGS): A general term for number of different modern DNA and RNA sequencing technologies that are quicker and cheaper than the previous methods; also known as high–throughput sequencing. Nucleotide: A compound or organic molecule that forms the basic structural unit of nucleic acids, such as deoxyribonucleic acid (DNA). Pulmonary embolism: Blockage of the pulmonary artery or one of its branches caused by a blood clot or gas bubble that travels from another part of the circulatory system. Thromboembolism: Blockage of a blood vessel by a clot that breaks loose from another vessel. Thrombosis: Formation of a blood clot (thrombus) inside a vessel. Variant: A gene that differs from the usual nucleic acid sequence due to events such as nucleotide deletions or insertions or substitutions; may cause conditions such as genetic disorders or cancer. Tips Use this code only for the appropriate proprietary test; report one unit of this code for a single specimen analyzed on a single date of service. Some payers may pay separately for collecting the specimen. Additional Info “U” codes are included in the CPT® code set to identify specific proprietary laboratory analyses (PLA) tests. PLA codes take precedence over the usual 80000 series codes for laboratory/pathology. Use this code only for the above–described test; do not report this test using any other CPT® code. PLA code descriptors follow existing code conventions when possible, and lab techniques used include multianalyte assays with algorithmic analyses (MAAA) and genomic sequencing procedures (GSP), among others. Read Less | Range Specific Guideline Proprietary laboratory analyses (PLA) codes describe proprietary clinical laboratory analyses and can be either provided by a single ("sole-source") laboratory or licensed or marketed to multiple providing laboratories (eg, cleared or approved by the Food and Drug Administration [FDA]). This subsection includes advanced diagnostic laboratory tests (ADLTs) and clinical diagnostic laboratory tests (CDLTs), as defined under the Protecting Access to Medicare Act (PAMA) of 2014. These analyses may include a range of medical laboratory tests including, but not limited to, multianalyte assays with algorithmic analyses (MAAA) and genomic sequencing procedures (GSP). The descriptor nomenclature follows, where possible, existing code conventions (eg, MAAA, GSP). Unless specifically noted, even though the Proprietary Laboratory Analyses section of the code set is located at the end of the Pathology and Laboratory section of the code set, a PLA code does not fulfill Category I code criteria. PLA codes are not required to fulfill the Category I criteria. The standards for inclusion in the PLA section are: The test must be commercially available in the United States for use on human specimens and The clinical laboratory or manufacturer that offers the test must request the code. For similar laboratory analyses that fulfill Category I criteria, see codes listed in the numeric 80000 series. When a PLA code is available to report a given proprietary laboratory service, that PLA code takes precedence. The service should not be reported with any other CPT® code(s) and other CPT® code(s) should not be used to report services that may be reported with that specific PLA code. These codes encompass all analytical services required for the analysis (eg, cell lysis, nucleic acid stabilization, extraction, digestion, amplification, hybridization and detection). For molecular analyses, additional procedures that are required prior to cell lysis (eg, microdissection [codes 88380 and 88381]) may be reported separately. Codes in this subsection are released on a quarterly basis to expedite dissemination for reporting. PLA codes will be published electronically on the AMA CPT® website (ama-assn.org/cpt-pla-codes), distributed via CPT® data files on a quarterly basis, and, at a minimum, made available in print annually in the CPT® codebook. See the Introduction section of the CPT® code set for a complete list of the dates of release and implementation. All codes that are included in this section are also included in Appendix O, with the procedure's proprietary name. In order to report a PLA code, the analysis performed must fulfill the code descriptor and must be the test represented by the proprietary name listed in Appendix O. In some instances, the descriptor language of PLA codes may be identical and the code may only be differentiated by the listed proprietary name in Appendix O. When more than one PLA has an identical descriptor, the codes will be denoted by the symbol "â™“." All PLA tests will have assigned codes in the PLA section of the code set. Any PLA coded test(s) that satisfies Category I criteria and has been accepted by the CPT® Editorial Panel will be designated by the addition of the symbol "^" to the existing PLA code and will remain in the PLA section of the code set. If a proprietary test has already been accepted for a Category I code and a code has not been published, subsequent application for a PLA code will take precedence. The code will only be placed in the PLA section. The accuracy of a PLA code is to be maintained by the original applicant, or the current owner of the test kit or laboratory performing the proprietary test. A new PLA code is required when: 1. Additional nucleic acid (DNA or RNA) and/or protein analysis(es) are added to the current PLA test, or 2. The name of the PLA test has changed in association with changes in test performance or test characteristics. The addition or modification of the therapeutic applications of the test require submission of a code change application, but it may not require a new code number. | 0001U-0599U | https://www.aapc.com/codes/cpt-codes/0278U | 2025-10-27T17:54:04.661903Z
0279U | Hematology (von Willebrand disease [VWD]), von Willebrand factor (VWF) and collagen III binding by enzyme-linked immunosorbent assays (ELISA), plasma, report of collagen III binding | This is a Proprietary Laboratory Analyses (PLA) code, meaning that the code applies to only one unique lab test made by a specific manufacturer or performed by a specific lab. Report 0279U only for Versiti™ VWF Collagen III Binding from Versiti™ Diagnostic Laboratories using a plasma specimen for the von Willebrand Factor (VWF) collagen III binding assay by enzyme–linked immunosorbent assay (ELISA) to evaluate platelet adhesion related to collagen III binding sites. Explanation The lab analyst performs an enzyme–linked immunosorbent assay (ELISA) to quantify the reactivity of collagen III with von Willebrand Factor (VWF). ELISA uses an enzyme–labeled antigen or antibody that will react with a specific target causing a measurable change (such as color) that quantifies the level of the target in the specimen. Although not limited to testing for a specific condition, clinicians may order this test to aid in differential diagnosis of von Willebrand disease (VWD), specifically to help distinguish qualitative type 2 (and its subtypes such as 2M) that occur with normal levels of VWF, but are functionally impaired in platelet adhesion and normal clotting. One function of VWF is to link platelets to an injured area via collagen binding sites, and this test evaluates the collagen III binding site. In addition to other tests such as VWF antigen, collagen III and collagen IV binding assays can aid clinicians with differential diagnosis of VWF type, which impacts clinical treatment. Terminology Antibody: A protein produced by the body as an immune–system response to a specific antigen, such as a bacteria or foreign substance; lab tests may utilize reactions between antibodies and antigens to identify a substance in a patient specimen; may also be referred to as immunoglobulin. Antigen: A foreign substance that the body reacts to with an immune response, such as producing a specific antibody; lab tests may utilize reactions between antibodies and antigens to identify a substance in a patient specimen. Collagen: Insoluble fibrous protein, chief constituent of connective tissue. Enzyme: A biological compound that acts as a selective catalyst to increase the rate and specificity of certain biochemical reactions, such as breaking down a specific compound. Enzyme–linked immunosorbent assay (ELISA): A laboratory testing method using an enzyme attached to an antigen or antibody used as a marker to detect a specific substance, such as another antigen or antibody. Plasma: The liquid portion of blood that typically suspends blood cells; plasma accounts for about 55 percent of blood volume and contains important components such as proteins, electrolytes, hormones, and coagulation factors. Platelets: Cell fragments shaped like a disc that help in blood clotting. Von Willebrand disease (VWD): A blood disorder characterized by poor clotting related to a protein in the blood called von Willebrand factor (VWF) that is either not functioning properly or not present in sufficient quantities. Tips Use this code only for the appropriate proprietary test; report one unit of this code for a single specimen analyzed on a single date of service. There are multiple Versiti codes for testing for von Willebrand Disease, such as 0279U, 0280U, 0281U, 0283U, and 0284U; ensure that you use the correct code for the unique PLA test. Some payers may pay separately for collecting the specimen. Additional Info “U” codes are included in the CPT® code set to identify specific proprietary laboratory analyses (PLA) tests. PLA codes take precedence over the usual 80000 series codes for laboratory/pathology. Use this code only for the above–described test; do not report this test using any other CPT® code. PLA code descriptors follow existing code conventions when possible, and lab techniques used include multianalyte assays with algorithmic analyses (MAAA) and genomic sequencing procedures (GSP), among others. Read Less | Range Specific Guideline Proprietary laboratory analyses (PLA) codes describe proprietary clinical laboratory analyses and can be either provided by a single ("sole-source") laboratory or licensed or marketed to multiple providing laboratories (eg, cleared or approved by the Food and Drug Administration [FDA]). This subsection includes advanced diagnostic laboratory tests (ADLTs) and clinical diagnostic laboratory tests (CDLTs), as defined under the Protecting Access to Medicare Act (PAMA) of 2014. These analyses may include a range of medical laboratory tests including, but not limited to, multianalyte assays with algorithmic analyses (MAAA) and genomic sequencing procedures (GSP). The descriptor nomenclature follows, where possible, existing code conventions (eg, MAAA, GSP). Unless specifically noted, even though the Proprietary Laboratory Analyses section of the code set is located at the end of the Pathology and Laboratory section of the code set, a PLA code does not fulfill Category I code criteria. PLA codes are not required to fulfill the Category I criteria. The standards for inclusion in the PLA section are: The test must be commercially available in the United States for use on human specimens and The clinical laboratory or manufacturer that offers the test must request the code. For similar laboratory analyses that fulfill Category I criteria, see codes listed in the numeric 80000 series. When a PLA code is available to report a given proprietary laboratory service, that PLA code takes precedence. The service should not be reported with any other CPT® code(s) and other CPT® code(s) should not be used to report services that may be reported with that specific PLA code. These codes encompass all analytical services required for the analysis (eg, cell lysis, nucleic acid stabilization, extraction, digestion, amplification, hybridization and detection). For molecular analyses, additional procedures that are required prior to cell lysis (eg, microdissection [codes 88380 and 88381]) may be reported separately. Codes in this subsection are released on a quarterly basis to expedite dissemination for reporting. PLA codes will be published electronically on the AMA CPT® website (ama-assn.org/cpt-pla-codes), distributed via CPT® data files on a quarterly basis, and, at a minimum, made available in print annually in the CPT® codebook. See the Introduction section of the CPT® code set for a complete list of the dates of release and implementation. All codes that are included in this section are also included in Appendix O, with the procedure's proprietary name. In order to report a PLA code, the analysis performed must fulfill the code descriptor and must be the test represented by the proprietary name listed in Appendix O. In some instances, the descriptor language of PLA codes may be identical and the code may only be differentiated by the listed proprietary name in Appendix O. When more than one PLA has an identical descriptor, the codes will be denoted by the symbol "â™“." All PLA tests will have assigned codes in the PLA section of the code set. Any PLA coded test(s) that satisfies Category I criteria and has been accepted by the CPT® Editorial Panel will be designated by the addition of the symbol "^" to the existing PLA code and will remain in the PLA section of the code set. If a proprietary test has already been accepted for a Category I code and a code has not been published, subsequent application for a PLA code will take precedence. The code will only be placed in the PLA section. The accuracy of a PLA code is to be maintained by the original applicant, or the current owner of the test kit or laboratory performing the proprietary test. A new PLA code is required when: 1. Additional nucleic acid (DNA or RNA) and/or protein analysis(es) are added to the current PLA test, or 2. The name of the PLA test has changed in association with changes in test performance or test characteristics. The addition or modification of the therapeutic applications of the test require submission of a code change application, but it may not require a new code number. | 0001U-0599U | https://www.aapc.com/codes/cpt-codes/0279U | 2025-10-27T17:54:22.690524Z
0280U | Hematology (von Willebrand disease [VWD]), von Willebrand factor (VWF) and collagen IV binding by enzyme-linked immunosorbent assays (ELISA), plasma, report of collagen IV binding | This is a Proprietary Laboratory Analyses (PLA) code, meaning that the code applies to only one unique lab test made by a specific manufacturer or performed by a specific lab. Report 0280U only for Versiti™ VWF Collagen IV Binding from Versiti™ Diagnostic Laboratories using a plasma specimen for the von Willebrand Factor (VWF) collagen IV binding assay by enzyme–linked immunosorbent assay (ELISA) to evaluate platelet adhesion related to collagen IV binding sites. Explanation The lab analyst performs an enzyme–linked immunosorbent assay (ELISA) to quantify the reactivity of collagen IV with von Willebrand Factor (VWF). ELISA uses an enzyme–labeled antigen or antibody that will react with a specific target causing a measurable change (such as color) that quantifies the level of the target in the specimen. Although not limited to testing for a specific condition, clinicians may order this test to aid in differential diagnosis of von Willebrand disease (VWD), specifically to help distinguish qualitative type 2 (and its subtypes such as 2M) that occur with normal levels of VWF, but are functionally impaired in platelet adhesion and normal clotting. One function of VWF is to link platelets to an injured area via collagen binding sites, and this test evaluates the collagen IV binding site. In addition to other tests such as VWF antigen, collagen III and collagen IV binding assays can aid clinicians with differential diagnosis of VWF type, which impacts clinical treatment. Terminology Antibody: A protein produced by the body as an immune–system response to a specific antigen, such as a bacteria or foreign substance; lab tests may utilize reactions between antibodies and antigens to identify a substance in a patient specimen; may also be referred to as immunoglobulin. Antigen: A foreign substance that the body reacts to with an immune response, such as producing a specific antibody; lab tests may utilize reactions between antibodies and antigens to identify a substance in a patient specimen. Collagen: Insoluble fibrous protein, chief constituent of connective tissue. Enzyme: A biological compound that acts as a selective catalyst to increase the rate and specificity of certain biochemical reactions, such as breaking down a specific compound. Enzyme–linked immunosorbent assay (ELISA): A laboratory testing method using an enzyme attached to an antigen or antibody used as a marker to detect a specific substance, such as another antigen or antibody. Plasma: The liquid portion of blood that typically suspends blood cells; plasma accounts for about 55 percent of blood volume and contains important components such as proteins, electrolytes, hormones, and coagulation factors. Platelets: Cell fragments shaped like a disc that help in blood clotting. Von Willebrand disease (VWD): A blood disorder characterized by poor clotting related to a protein in the blood called von Willebrand factor (VWF) that is either not functioning properly or not present in sufficient quantities. Tips Use this code only for the appropriate proprietary test; report one unit of this code for a single specimen analyzed on a single date of service. There are multiple Versiti codes for testing for von Willebrand Disease, such as 0279U, 0280U, 0281U, 0283U, and 0284U; ensure that you use the correct code for the unique PLA test. Some payers may pay separately for collecting the specimen. Additional Info “U” codes are included in the CPT® code set to identify specific proprietary laboratory analyses (PLA) tests. PLA codes take precedence over the usual 80000 series codes for laboratory/pathology. Use this code only for the above–described test; do not report this test using any other CPT® code. PLA code descriptors follow existing code conventions when possible, and lab techniques used include multianalyte assays with algorithmic analyses (MAAA) and genomic sequencing procedures (GSP), among others. Read Less | Range Specific Guideline Proprietary laboratory analyses (PLA) codes describe proprietary clinical laboratory analyses and can be either provided by a single ("sole-source") laboratory or licensed or marketed to multiple providing laboratories (eg, cleared or approved by the Food and Drug Administration [FDA]). This subsection includes advanced diagnostic laboratory tests (ADLTs) and clinical diagnostic laboratory tests (CDLTs), as defined under the Protecting Access to Medicare Act (PAMA) of 2014. These analyses may include a range of medical laboratory tests including, but not limited to, multianalyte assays with algorithmic analyses (MAAA) and genomic sequencing procedures (GSP). The descriptor nomenclature follows, where possible, existing code conventions (eg, MAAA, GSP). Unless specifically noted, even though the Proprietary Laboratory Analyses section of the code set is located at the end of the Pathology and Laboratory section of the code set, a PLA code does not fulfill Category I code criteria. PLA codes are not required to fulfill the Category I criteria. The standards for inclusion in the PLA section are: The test must be commercially available in the United States for use on human specimens and The clinical laboratory or manufacturer that offers the test must request the code. For similar laboratory analyses that fulfill Category I criteria, see codes listed in the numeric 80000 series. When a PLA code is available to report a given proprietary laboratory service, that PLA code takes precedence. The service should not be reported with any other CPT® code(s) and other CPT® code(s) should not be used to report services that may be reported with that specific PLA code. These codes encompass all analytical services required for the analysis (eg, cell lysis, nucleic acid stabilization, extraction, digestion, amplification, hybridization and detection). For molecular analyses, additional procedures that are required prior to cell lysis (eg, microdissection [codes 88380 and 88381]) may be reported separately. Codes in this subsection are released on a quarterly basis to expedite dissemination for reporting. PLA codes will be published electronically on the AMA CPT® website (ama-assn.org/cpt-pla-codes), distributed via CPT® data files on a quarterly basis, and, at a minimum, made available in print annually in the CPT® codebook. See the Introduction section of the CPT® code set for a complete list of the dates of release and implementation. All codes that are included in this section are also included in Appendix O, with the procedure's proprietary name. In order to report a PLA code, the analysis performed must fulfill the code descriptor and must be the test represented by the proprietary name listed in Appendix O. In some instances, the descriptor language of PLA codes may be identical and the code may only be differentiated by the listed proprietary name in Appendix O. When more than one PLA has an identical descriptor, the codes will be denoted by the symbol "â™“." All PLA tests will have assigned codes in the PLA section of the code set. Any PLA coded test(s) that satisfies Category I criteria and has been accepted by the CPT® Editorial Panel will be designated by the addition of the symbol "^" to the existing PLA code and will remain in the PLA section of the code set. If a proprietary test has already been accepted for a Category I code and a code has not been published, subsequent application for a PLA code will take precedence. The code will only be placed in the PLA section. The accuracy of a PLA code is to be maintained by the original applicant, or the current owner of the test kit or laboratory performing the proprietary test. A new PLA code is required when: 1. Additional nucleic acid (DNA or RNA) and/or protein analysis(es) are added to the current PLA test, or 2. The name of the PLA test has changed in association with changes in test performance or test characteristics. The addition or modification of the therapeutic applications of the test require submission of a code change application, but it may not require a new code number. | 0001U-0599U | https://www.aapc.com/codes/cpt-codes/0280U | 2025-10-27T17:54:42.025082Z
0281U | Hematology (von Willebrand disease [VWD]), von Willebrand propeptide, enzyme-linked immunosorbent assays (ELISA), plasma, diagnostic report of von Willebrand factor (VWF) propeptide antigen level | This is a Proprietary Laboratory Analyses (PLA) code, meaning that the code applies to only one unique lab test made by a specific manufacturer or performed by a specific lab. Report 0281U only for Versiti™ VWF Propeptide Antigen from Versiti™ Diagnostic Laboratories using a plasma specimen for an enzyme–linked immunosorbent assay (ELISA) to evaluate levels of the von Willebrand factor (VWF) propeptide antigen. Explanation The lab analyst performs an enzyme–linked immunosorbent assay (ELISA) to quantify the level of von Willebrand factor (VWF) propeptide antigen in the specimen. ELISA uses an enzyme–labeled antigen or antibody that will react with a specific target causing a measurable change (such as color) that quantifies the level of the target in the specimen. Although not limited to testing for a specific condition, clinicians may order this test in addition to other tests such as VWF antigen, VWF ristocetin cofactor activity, and VWF multimers to aid in differential diagnosis of different types of von Willebrand disease (VWD) characterized by increased clearance of VWF in the blood, including some cases of acquired VWD. Terminology Antibody: A protein produced by the body as an immune–system response to a specific antigen, such as a bacteria or foreign substance; lab tests may utilize reactions between antibodies and antigens to identify a substance in a patient specimen; may also be referred to as immunoglobulin. Antigen: A foreign substance that the body reacts to with an immune response, such as producing a specific antibody; lab tests may utilize reactions between antibodies and antigens to identify a substance in a patient specimen. Enzyme: A biological compound that acts as a selective catalyst to increase the rate and specificity of certain biochemical reactions, such as breaking down a specific compound. Enzyme–linked immunosorbent assay (ELISA): A laboratory testing method using an enzyme attached to an antigen or antibody used as a marker to detect a specific substance, such as another antigen or antibody. Plasma: The liquid portion of blood that typically suspends blood cells; plasma accounts for about 55 percent of blood volume and contains important components such as proteins, electrolytes, hormones, and coagulation factors. Platelets: Cell fragments shaped like a disc that help in blood clotting. Von Willebrand disease (VWD): A blood disorder characterized by poor clotting related to a protein in the blood called von Willebrand factor (VWF) that is either not functioning properly or not present in sufficient quantities. Tips Use this code only for the appropriate proprietary test; report one unit of this code for a single specimen analyzed on a single date of service. There are multiple Versiti codes for testing for von Willebrand Disease, such as 0279U, 0280U, 0281U, 0283U, and 0284U; ensure that you use the correct code for the unique PLA test. Some payers may pay separately for collecting the specimen. Additional Info “U” codes are included in the CPT® code set to identify specific proprietary laboratory analyses (PLA) tests. PLA codes take precedence over the usual 80000 series codes for laboratory/pathology. Use this code only for the above–described test; do not report this test using any other CPT® code. PLA code descriptors follow existing code conventions when possible, and lab techniques used include multianalyte assays with algorithmic analyses (MAAA) and genomic sequencing procedures (GSP), among others. Read Less | Range Specific Guideline Proprietary laboratory analyses (PLA) codes describe proprietary clinical laboratory analyses and can be either provided by a single ("sole-source") laboratory or licensed or marketed to multiple providing laboratories (eg, cleared or approved by the Food and Drug Administration [FDA]). This subsection includes advanced diagnostic laboratory tests (ADLTs) and clinical diagnostic laboratory tests (CDLTs), as defined under the Protecting Access to Medicare Act (PAMA) of 2014. These analyses may include a range of medical laboratory tests including, but not limited to, multianalyte assays with algorithmic analyses (MAAA) and genomic sequencing procedures (GSP). The descriptor nomenclature follows, where possible, existing code conventions (eg, MAAA, GSP). Unless specifically noted, even though the Proprietary Laboratory Analyses section of the code set is located at the end of the Pathology and Laboratory section of the code set, a PLA code does not fulfill Category I code criteria. PLA codes are not required to fulfill the Category I criteria. The standards for inclusion in the PLA section are: The test must be commercially available in the United States for use on human specimens and The clinical laboratory or manufacturer that offers the test must request the code. For similar laboratory analyses that fulfill Category I criteria, see codes listed in the numeric 80000 series. When a PLA code is available to report a given proprietary laboratory service, that PLA code takes precedence. The service should not be reported with any other CPT® code(s) and other CPT® code(s) should not be used to report services that may be reported with that specific PLA code. These codes encompass all analytical services required for the analysis (eg, cell lysis, nucleic acid stabilization, extraction, digestion, amplification, hybridization and detection). For molecular analyses, additional procedures that are required prior to cell lysis (eg, microdissection [codes 88380 and 88381]) may be reported separately. Codes in this subsection are released on a quarterly basis to expedite dissemination for reporting. PLA codes will be published electronically on the AMA CPT® website (ama-assn.org/cpt-pla-codes), distributed via CPT® data files on a quarterly basis, and, at a minimum, made available in print annually in the CPT® codebook. See the Introduction section of the CPT® code set for a complete list of the dates of release and implementation. All codes that are included in this section are also included in Appendix O, with the procedure's proprietary name. In order to report a PLA code, the analysis performed must fulfill the code descriptor and must be the test represented by the proprietary name listed in Appendix O. In some instances, the descriptor language of PLA codes may be identical and the code may only be differentiated by the listed proprietary name in Appendix O. When more than one PLA has an identical descriptor, the codes will be denoted by the symbol "â™“." All PLA tests will have assigned codes in the PLA section of the code set. Any PLA coded test(s) that satisfies Category I criteria and has been accepted by the CPT® Editorial Panel will be designated by the addition of the symbol "^" to the existing PLA code and will remain in the PLA section of the code set. If a proprietary test has already been accepted for a Category I code and a code has not been published, subsequent application for a PLA code will take precedence. The code will only be placed in the PLA section. The accuracy of a PLA code is to be maintained by the original applicant, or the current owner of the test kit or laboratory performing the proprietary test. A new PLA code is required when: 1. Additional nucleic acid (DNA or RNA) and/or protein analysis(es) are added to the current PLA test, or 2. The name of the PLA test has changed in association with changes in test performance or test characteristics. The addition or modification of the therapeutic applications of the test require submission of a code change application, but it may not require a new code number. | 0001U-0599U | https://www.aapc.com/codes/cpt-codes/0281U | 2025-10-27T17:54:59.627211Z
0282U | Red blood cell antigen typing, DNA, genotyping of 12 blood group system genes to predict 44 red blood cell antigen phenotypes | This is a Proprietary Laboratory Analyses (PLA) code, meaning that the code applies to only one unique lab test made by a specific manufacturer or performed by a specific lab. Report 0282U only for Versiti™ Red Cell Genotyping Panel from Versiti™ Diagnostic Laboratories using a specimen such as blood for genotype analysis of 12 blood group system genes involving the expression of 44 red blood cell antigens to help clinicians minimize adverse blood–type incompatibility reactions in blood transfusions. Explanation The lab analyst performs a gene analysis panel using a patient blood specimen to evaluate genes for 12 blood group systems such as Rh and Lutheran, including the [removed]phenotype) of 44 red blood cell (RBC) antigens that can cause an adverse hemolytic reaction (RBC destruction). The test uses polymerase chain reaction (PCR) amplification of targeted genes that combine with labeled hybridization probes to identify alleles associated with a given blood group system phenotype. Although not limited to testing for a specific condition, clinicians may order this test for any patient receiving a blood transfusion, including patients who receive multiple transfusions that increase hemolytic risk. The test allows clinicians to characterize blood type system antigens and allows a precise match to available compatible blood for transfusion. Blood group genotyping provides some advantages over traditional serology typing methods, which may be compromised by antibody interference, or weak antibody reactivity or antigen expression. Terminology Allele: Specific variant version of a gene at a specific locus. Amplification: Making more copies of a desired gene for study by processes such as polymerase chain reaction (PCR) or transcription of DNA to RNA and reverse transcription from RNA to make an additional copy of the DNA. Antibody: A protein produced by the body as an immune–system response to a specific antigen, such as a bacteria or foreign substance; lab tests may utilize reactions between antibodies and antigens to identify a substance in a patient specimen; may also be referred to as immunoglobulin. Antigen: A foreign substance that the body reacts to with an immune response, such as producing a specific antibody; lab tests may utilize reactions between antibodies and antigens to identify a substance in a patient specimen. Blood group: A set of human red blood cell antigens that can determine compatibility in transfusion; the best known groups are the ABO system and the Rh system. Hybridization: Forming a double–stranded DNA or RNA molecule by combining two complementary single strands, usually to identify a genetic mutation. Gene: Specific nucleic acid sequence associated with a unique function in the body such as production of a specific protein. Genotype: The genetic, internally coded information of a particular organism or person, distinct from the expressed features or the phenotype. Hemolysis: Destruction or lysis (rupture) of the red blood cell membrane, with the release of the red pigmented hemoglobin and other intracellular components into the surrounding environment. Phenotype: An observable trait based on how a gene is expressed. Polymerase chain reaction (PCR): A rapid technique for making more copies (amplifying) of a DNA or RNA sequence used in the laboratory. Red blood cells (RBCs): Also called erythrocytes, RBCs are one of three primary cell types in blood that primarily carries oxygen through the body on the hemoglobin molecule; the red–colored protein in the red blood cell that carries oxygen to the tissue and returns carbon dioxide to the lungs; RBCs have surface antigens that can form antibodies, typically through exposure via pregnancy or blood transfusion; at a future time, these antibodies can cause hemolytic anemia, killing fetal RBCs during pregnancy, or transfused RBCs during a blood transfusion, or possibly the patient’s own RBCs due to an autoimmune response. Tips Use this code only for the appropriate proprietary test; report one unit of this code for a single specimen analyzed on a single date of service. Some payers may pay separately for collecting the specimen. Additional Info “U” codes are included in the CPT® code set to identify specific proprietary laboratory analyses (PLA) tests. PLA codes take precedence over the usual 80000 series codes for laboratory/pathology. Use this code only for the above–described test; do not report this test using any other CPT® code. PLA code descriptors follow existing code conventions when possible, and lab techniques used include multianalyte assays with algorithmic analyses (MAAA) and genomic sequencing procedures (GSP), among others. Read Less | Range Specific Guideline Proprietary laboratory analyses (PLA) codes describe proprietary clinical laboratory analyses and can be either provided by a single ("sole-source") laboratory or licensed or marketed to multiple providing laboratories (eg, cleared or approved by the Food and Drug Administration [FDA]). This subsection includes advanced diagnostic laboratory tests (ADLTs) and clinical diagnostic laboratory tests (CDLTs), as defined under the Protecting Access to Medicare Act (PAMA) of 2014. These analyses may include a range of medical laboratory tests including, but not limited to, multianalyte assays with algorithmic analyses (MAAA) and genomic sequencing procedures (GSP). The descriptor nomenclature follows, where possible, existing code conventions (eg, MAAA, GSP). Unless specifically noted, even though the Proprietary Laboratory Analyses section of the code set is located at the end of the Pathology and Laboratory section of the code set, a PLA code does not fulfill Category I code criteria. PLA codes are not required to fulfill the Category I criteria. The standards for inclusion in the PLA section are: The test must be commercially available in the United States for use on human specimens and The clinical laboratory or manufacturer that offers the test must request the code. For similar laboratory analyses that fulfill Category I criteria, see codes listed in the numeric 80000 series. When a PLA code is available to report a given proprietary laboratory service, that PLA code takes precedence. The service should not be reported with any other CPT® code(s) and other CPT® code(s) should not be used to report services that may be reported with that specific PLA code. These codes encompass all analytical services required for the analysis (eg, cell lysis, nucleic acid stabilization, extraction, digestion, amplification, hybridization and detection). For molecular analyses, additional procedures that are required prior to cell lysis (eg, microdissection [codes 88380 and 88381]) may be reported separately. Codes in this subsection are released on a quarterly basis to expedite dissemination for reporting. PLA codes will be published electronically on the AMA CPT® website (ama-assn.org/cpt-pla-codes), distributed via CPT® data files on a quarterly basis, and, at a minimum, made available in print annually in the CPT® codebook. See the Introduction section of the CPT® code set for a complete list of the dates of release and implementation. All codes that are included in this section are also included in Appendix O, with the procedure's proprietary name. In order to report a PLA code, the analysis performed must fulfill the code descriptor and must be the test represented by the proprietary name listed in Appendix O. In some instances, the descriptor language of PLA codes may be identical and the code may only be differentiated by the listed proprietary name in Appendix O. When more than one PLA has an identical descriptor, the codes will be denoted by the symbol "â™“." All PLA tests will have assigned codes in the PLA section of the code set. Any PLA coded test(s) that satisfies Category I criteria and has been accepted by the CPT® Editorial Panel will be designated by the addition of the symbol "^" to the existing PLA code and will remain in the PLA section of the code set. If a proprietary test has already been accepted for a Category I code and a code has not been published, subsequent application for a PLA code will take precedence. The code will only be placed in the PLA section. The accuracy of a PLA code is to be maintained by the original applicant, or the current owner of the test kit or laboratory performing the proprietary test. A new PLA code is required when: 1. Additional nucleic acid (DNA or RNA) and/or protein analysis(es) are added to the current PLA test, or 2. The name of the PLA test has changed in association with changes in test performance or test characteristics. The addition or modification of the therapeutic applications of the test require submission of a code change application, but it may not require a new code number. | 0001U-0599U | https://www.aapc.com/codes/cpt-codes/0282U | 2025-10-27T17:55:17.849940Z
0283U | von Willebrand factor (VWF), type 2B, platelet-binding evaluation, radioimmunoassay, plasma | Lay Term | Range Specific Guideline Proprietary laboratory analyses (PLA) codes describe proprietary clinical laboratory analyses and can be either provided by a single ("sole-source") laboratory or licensed or marketed to multiple providing laboratories (eg, cleared or approved by the Food and Drug Administration [FDA]). This subsection includes advanced diagnostic laboratory tests (ADLTs) and clinical diagnostic laboratory tests (CDLTs), as defined under the Protecting Access to Medicare Act (PAMA) of 2014. These analyses may include a range of medical laboratory tests including, but not limited to, multianalyte assays with algorithmic analyses (MAAA) and genomic sequencing procedures (GSP). The descriptor nomenclature follows, where possible, existing code conventions (eg, MAAA, GSP). Unless specifically noted, even though the Proprietary Laboratory Analyses section of the code set is located at the end of the Pathology and Laboratory section of the code set, a PLA code does not fulfill Category I code criteria. PLA codes are not required to fulfill the Category I criteria. The standards for inclusion in the PLA section are: The test must be commercially available in the United States for use on human specimens and The clinical laboratory or manufacturer that offers the test must request the code. For similar laboratory analyses that fulfill Category I criteria, see codes listed in the numeric 80000 series. When a PLA code is available to report a given proprietary laboratory service, that PLA code takes precedence. The service should not be reported with any other CPT® code(s) and other CPT® code(s) should not be used to report services that may be reported with that specific PLA code. These codes encompass all analytical services required for the analysis (eg, cell lysis, nucleic acid stabilization, extraction, digestion, amplification, hybridization and detection). For molecular analyses, additional procedures that are required prior to cell lysis (eg, microdissection [codes 88380 and 88381]) may be reported separately. Codes in this subsection are released on a quarterly basis to expedite dissemination for reporting. PLA codes will be published electronically on the AMA CPT® website (ama-assn.org/cpt-pla-codes), distributed via CPT® data files on a quarterly basis, and, at a minimum, made available in print annually in the CPT® codebook. See the Introduction section of the CPT® code set for a complete list of the dates of release and implementation. All codes that are included in this section are also included in Appendix O, with the procedure's proprietary name. In order to report a PLA code, the analysis performed must fulfill the code descriptor and must be the test represented by the proprietary name listed in Appendix O. In some instances, the descriptor language of PLA codes may be identical and the code may only be differentiated by the listed proprietary name in Appendix O. When more than one PLA has an identical descriptor, the codes will be denoted by the symbol "â™“." All PLA tests will have assigned codes in the PLA section of the code set. Any PLA coded test(s) that satisfies Category I criteria and has been accepted by the CPT® Editorial Panel will be designated by the addition of the symbol "^" to the existing PLA code and will remain in the PLA section of the code set. If a proprietary test has already been accepted for a Category I code and a code has not been published, subsequent application for a PLA code will take precedence. The code will only be placed in the PLA section. The accuracy of a PLA code is to be maintained by the original applicant, or the current owner of the test kit or laboratory performing the proprietary test. A new PLA code is required when: 1. Additional nucleic acid (DNA or RNA) and/or protein analysis(es) are added to the current PLA test, or 2. The name of the PLA test has changed in association with changes in test performance or test characteristics. The addition or modification of the therapeutic applications of the test require submission of a code change application, but it may not require a new code number. | 0001U-0599U | https://www.aapc.com/codes/cpt-codes/0283U | 2025-10-27T17:55:49.512063Z
0284U | von Willebrand factor (VWF), type 2N, factor VIII and VWF binding evaluation, enzyme-linked immunosorbent assays (ELISA), plasma | Lay Term | Range Specific Guideline Proprietary laboratory analyses (PLA) codes describe proprietary clinical laboratory analyses and can be either provided by a single ("sole-source") laboratory or licensed or marketed to multiple providing laboratories (eg, cleared or approved by the Food and Drug Administration [FDA]). This subsection includes advanced diagnostic laboratory tests (ADLTs) and clinical diagnostic laboratory tests (CDLTs), as defined under the Protecting Access to Medicare Act (PAMA) of 2014. These analyses may include a range of medical laboratory tests including, but not limited to, multianalyte assays with algorithmic analyses (MAAA) and genomic sequencing procedures (GSP). The descriptor nomenclature follows, where possible, existing code conventions (eg, MAAA, GSP). Unless specifically noted, even though the Proprietary Laboratory Analyses section of the code set is located at the end of the Pathology and Laboratory section of the code set, a PLA code does not fulfill Category I code criteria. PLA codes are not required to fulfill the Category I criteria. The standards for inclusion in the PLA section are: The test must be commercially available in the United States for use on human specimens and The clinical laboratory or manufacturer that offers the test must request the code. For similar laboratory analyses that fulfill Category I criteria, see codes listed in the numeric 80000 series. When a PLA code is available to report a given proprietary laboratory service, that PLA code takes precedence. The service should not be reported with any other CPT® code(s) and other CPT® code(s) should not be used to report services that may be reported with that specific PLA code. These codes encompass all analytical services required for the analysis (eg, cell lysis, nucleic acid stabilization, extraction, digestion, amplification, hybridization and detection). For molecular analyses, additional procedures that are required prior to cell lysis (eg, microdissection [codes 88380 and 88381]) may be reported separately. Codes in this subsection are released on a quarterly basis to expedite dissemination for reporting. PLA codes will be published electronically on the AMA CPT® website (ama-assn.org/cpt-pla-codes), distributed via CPT® data files on a quarterly basis, and, at a minimum, made available in print annually in the CPT® codebook. See the Introduction section of the CPT® code set for a complete list of the dates of release and implementation. All codes that are included in this section are also included in Appendix O, with the procedure's proprietary name. In order to report a PLA code, the analysis performed must fulfill the code descriptor and must be the test represented by the proprietary name listed in Appendix O. In some instances, the descriptor language of PLA codes may be identical and the code may only be differentiated by the listed proprietary name in Appendix O. When more than one PLA has an identical descriptor, the codes will be denoted by the symbol "â™“." All PLA tests will have assigned codes in the PLA section of the code set. Any PLA coded test(s) that satisfies Category I criteria and has been accepted by the CPT® Editorial Panel will be designated by the addition of the symbol "^" to the existing PLA code and will remain in the PLA section of the code set. If a proprietary test has already been accepted for a Category I code and a code has not been published, subsequent application for a PLA code will take precedence. The code will only be placed in the PLA section. The accuracy of a PLA code is to be maintained by the original applicant, or the current owner of the test kit or laboratory performing the proprietary test. A new PLA code is required when: 1. Additional nucleic acid (DNA or RNA) and/or protein analysis(es) are added to the current PLA test, or 2. The name of the PLA test has changed in association with changes in test performance or test characteristics. The addition or modification of the therapeutic applications of the test require submission of a code change application, but it may not require a new code number. | 0001U-0599U | https://www.aapc.com/codes/cpt-codes/0284U | 2025-10-27T17:56:20.380655Z
0285U | Oncology, disease progression and response monitoring to radiation, chemotherapy, or other systematic cancer treatments, cell-free DNA, quantitative branched chain DNA amplification, plasma, reported in ng/mL | This is a Proprietary Laboratory Analyses (PLA) code, meaning that the code applies to only one unique lab test made by a specific manufacturer or performed by a specific lab. Report 0285U only for RadTox™ cfDNA test from DiaCarta Inc. The test analyzes a plasma specimen for certain cell–free DNA sequences and reports the result in ng/mL to help the provider monitor disease progression and response in a patient undergoing cancer treatment. Explanation This code represents RadTox™ cfDNA test from DiaCarta Inc. Using a plasma specimen (the liquid that remains after removing blood cells), the lab analyst performs quantitative branched chain DNA amplification. This method measures the amount of specific DNA or RNA in a sample. Instead of copying the genetic material itself, it uses special branched DNA probes that attach to the target and build a signal amplification system. This produces a light signal, and the brightness of the light shows how much of the target is present. The more light there is, the more target DNA or RNA there is. In this case, the process allows quantification of the level of target cell–free DNA (cfDNA) in the patient specimen. The test reports the results in ng/mL. A nanogram (ng) is one–billionth of a gram. Providers may use the test to track cancer progression and monitor how a tumor responds to treatment. The test directly measures the concentration of cfDNA, which can increase when cancer cells are damaged or die. This test helps monitor changes in cfDNA levels during treatments like radiation therapy, chemotherapy, immunotherapy, and other cancer therapies. Terminology Amplification: Making more copies of a desired gene for study by processes such as polymerase chain reaction (PCR) or transcription of DNA to RNA and reverse transcription from RNA to make an additional copy of the DNA. Cell–free DNA (cfDNA): Nonencapsulated DNA in the form of nucleic acid fragments that enter the bloodstream during apoptosis (programmed, or normal, cell death) or necrosis (cell death due to loss of blood supply from injury, radiation, or chemicals). Deoxyribonucleic acid (DNA): A form of nucleic acid that consists of a sequence of specific biological chemicals (nucleotides) which carry genetic information. mL: Abbreviation for milliliter, a metric measurement for volume; 1 mL equals approximately 0.034 U.S. fluid ounces; previously known as a cubic centimeter (cc). Plasma: The liquid portion of blood that typically suspends blood cells; plasma accounts for about 55 percent of blood volume and contains important components such as proteins, electrolytes, hormones, and coagulation factors. Tips Use this code only for the appropriate proprietary test; report one unit of this code for a single specimen analyzed on a single date of service. Some payers may pay separately for collecting the specimen. Additional Info “U” codes are included in the CPT® code set to identify specific Proprietary Laboratory Analyses (PLA) tests. PLA codes take precedence over the usual 80000 series codes for laboratory/pathology. Use this code only for the above–described test; do not report this test using any other CPT® code. PLA code descriptors follow existing code conventions when possible, and lab techniques used include multianalyte assays with algorithmic analyses (MAAA) and genomic sequencing procedures (GSP), among others. Read Less | Range Specific Guideline Proprietary laboratory analyses (PLA) codes describe proprietary clinical laboratory analyses and can be either provided by a single ("sole-source") laboratory or licensed or marketed to multiple providing laboratories (eg, cleared or approved by the Food and Drug Administration [FDA]). This subsection includes advanced diagnostic laboratory tests (ADLTs) and clinical diagnostic laboratory tests (CDLTs), as defined under the Protecting Access to Medicare Act (PAMA) of 2014. These analyses may include a range of medical laboratory tests including, but not limited to, multianalyte assays with algorithmic analyses (MAAA) and genomic sequencing procedures (GSP). The descriptor nomenclature follows, where possible, existing code conventions (eg, MAAA, GSP). Unless specifically noted, even though the Proprietary Laboratory Analyses section of the code set is located at the end of the Pathology and Laboratory section of the code set, a PLA code does not fulfill Category I code criteria. PLA codes are not required to fulfill the Category I criteria. The standards for inclusion in the PLA section are: The test must be commercially available in the United States for use on human specimens and The clinical laboratory or manufacturer that offers the test must request the code. For similar laboratory analyses that fulfill Category I criteria, see codes listed in the numeric 80000 series. When a PLA code is available to report a given proprietary laboratory service, that PLA code takes precedence. The service should not be reported with any other CPT® code(s) and other CPT® code(s) should not be used to report services that may be reported with that specific PLA code. These codes encompass all analytical services required for the analysis (eg, cell lysis, nucleic acid stabilization, extraction, digestion, amplification, hybridization and detection). For molecular analyses, additional procedures that are required prior to cell lysis (eg, microdissection [codes 88380 and 88381]) may be reported separately. Codes in this subsection are released on a quarterly basis to expedite dissemination for reporting. PLA codes will be published electronically on the AMA CPT® website (ama-assn.org/cpt-pla-codes), distributed via CPT® data files on a quarterly basis, and, at a minimum, made available in print annually in the CPT® codebook. See the Introduction section of the CPT® code set for a complete list of the dates of release and implementation. All codes that are included in this section are also included in Appendix O, with the procedure's proprietary name. In order to report a PLA code, the analysis performed must fulfill the code descriptor and must be the test represented by the proprietary name listed in Appendix O. In some instances, the descriptor language of PLA codes may be identical and the code may only be differentiated by the listed proprietary name in Appendix O. When more than one PLA has an identical descriptor, the codes will be denoted by the symbol "â™“." All PLA tests will have assigned codes in the PLA section of the code set. Any PLA coded test(s) that satisfies Category I criteria and has been accepted by the CPT® Editorial Panel will be designated by the addition of the symbol "^" to the existing PLA code and will remain in the PLA section of the code set. If a proprietary test has already been accepted for a Category I code and a code has not been published, subsequent application for a PLA code will take precedence. The code will only be placed in the PLA section. The accuracy of a PLA code is to be maintained by the original applicant, or the current owner of the test kit or laboratory performing the proprietary test. A new PLA code is required when: 1. Additional nucleic acid (DNA or RNA) and/or protein analysis(es) are added to the current PLA test, or 2. The name of the PLA test has changed in association with changes in test performance or test characteristics. The addition or modification of the therapeutic applications of the test require submission of a code change application, but it may not require a new code number. | 0001U-0599U | https://www.aapc.com/codes/cpt-codes/0285U | 2025-10-27T17:56:38.222818Z
0286U | CEP72 (centrosomal protein, 72-KDa), NUDT15 (nudix hydrolase 15) and TPMT (thiopurine S-methyltransferase) (eg, drug metabolism) gene analysis, common variants | This is a Proprietary Laboratory Analyses (PLA) code, meaning that the code applies to only one unique lab test made by a specific manufacturer or performed by a specific lab. Report 0286U only for CNT (CEP72, TPMT, and NUDT15) genotyping panel from RPRD Diagnostics. The test analyzes a blood or saliva specimen for genetic mutations to genes CEP72, TPMT, and NUDT15, which provide therapeutic dosing information for thiopurines and vincristine medications to treat acute lymphoblastic leukemia (ALL) or inflammatory bowel disease (IBD). Explanation Using a blood or saliva specimen, the lab analyst performs a genotyping panel for common variants in three genes: CEP72 (centrosomal protein, 72–KDa), NUDT15 (nudix hydrolase 15), and TPMT (thiopurine S–methyltransferase). The lab method involves polymerase chain reaction (PCR) to increase the number of copies of the target genes (amplification), and next–generation sequencing (NGS) to identify relevant mutations in the target genes. NGS uses an automated instrument that can simultaneously determine the order of DNA or RNA nucleotides in many genes and uses bioinformatics to interpret the results. Clinicians may order this test for patients with conditions such as acute lymphoblastic leukemia (ALL), inflammatory bowel disease (IBD), and autoimmune diseases, or to prevent organ rejection after transplant. Common therapeutic drugs for these conditions may include thiopurines and vincristine. Mutations in TPMT and NUDT15 are associated with a decrease in bone marrow activity (myelosuppression), which may be life–threatening. Mutations in CEP72 may be associated with peripheral neuropathy. Clinicians may use the results of this test to optimize dosage of thiopurines and vincristine. Terminology Amplification: Making more copies of a desired gene for study by processes such as polymerase chain reaction (PCR) or transcription of DNA to RNA and reverse transcription from RNA to make an additional copy of the DNA. Bioinformatics: Discipline used to gather, store, and evaluate biological data, such as gene sequences, using computer systems. Deoxyribonucleic acid (DNA): A form of nucleic acid that consists of a sequence of specific biological chemicals (nucleotides) which carry genetic information. Mutation: An alteration in a deoxyribonucleic acid (DNA) sequence that may lead to pathologic changes in the organism. Next–generation sequencing (NGS): A general term for a number of different modern DNA and RNA sequencing technologies that are quicker and cheaper than the previous methods; also known as high–throughput sequencing. Polymerase chain reaction (PCR): A rapid technique for making more copies (amplifying) of a DNA or RNA sequence used in the laboratory. Tips Use this code only for the appropriate proprietary test; report one unit of this code for a single specimen analyzed on a single date of service. Some payers may pay separately for collecting the specimen. Do not report 81335 and 81306 in addition to or instead of 0286U. Additional Info “U” codes are included in the CPT® code set to identify specific proprietary laboratory analyses (PLA) tests. PLA codes take precedence over the usual 80000 series codes for laboratory/pathology. Use this code only for the above–described test; do not report this test using any other CPT® code. PLA code descriptors follow existing code conventions when possible, and lab techniques used include multianalyte assays with algorithmic analyses (MAAA) and genomic sequencing procedures (GSP), among others. Read Less | Range Specific Guideline Proprietary laboratory analyses (PLA) codes describe proprietary clinical laboratory analyses and can be either provided by a single ("sole-source") laboratory or licensed or marketed to multiple providing laboratories (eg, cleared or approved by the Food and Drug Administration [FDA]). This subsection includes advanced diagnostic laboratory tests (ADLTs) and clinical diagnostic laboratory tests (CDLTs), as defined under the Protecting Access to Medicare Act (PAMA) of 2014. These analyses may include a range of medical laboratory tests including, but not limited to, multianalyte assays with algorithmic analyses (MAAA) and genomic sequencing procedures (GSP). The descriptor nomenclature follows, where possible, existing code conventions (eg, MAAA, GSP). Unless specifically noted, even though the Proprietary Laboratory Analyses section of the code set is located at the end of the Pathology and Laboratory section of the code set, a PLA code does not fulfill Category I code criteria. PLA codes are not required to fulfill the Category I criteria. The standards for inclusion in the PLA section are: The test must be commercially available in the United States for use on human specimens and The clinical laboratory or manufacturer that offers the test must request the code. For similar laboratory analyses that fulfill Category I criteria, see codes listed in the numeric 80000 series. When a PLA code is available to report a given proprietary laboratory service, that PLA code takes precedence. The service should not be reported with any other CPT® code(s) and other CPT® code(s) should not be used to report services that may be reported with that specific PLA code. These codes encompass all analytical services required for the analysis (eg, cell lysis, nucleic acid stabilization, extraction, digestion, amplification, hybridization and detection). For molecular analyses, additional procedures that are required prior to cell lysis (eg, microdissection [codes 88380 and 88381]) may be reported separately. Codes in this subsection are released on a quarterly basis to expedite dissemination for reporting. PLA codes will be published electronically on the AMA CPT® website (ama-assn.org/cpt-pla-codes), distributed via CPT® data files on a quarterly basis, and, at a minimum, made available in print annually in the CPT® codebook. See the Introduction section of the CPT® code set for a complete list of the dates of release and implementation. All codes that are included in this section are also included in Appendix O, with the procedure's proprietary name. In order to report a PLA code, the analysis performed must fulfill the code descriptor and must be the test represented by the proprietary name listed in Appendix O. In some instances, the descriptor language of PLA codes may be identical and the code may only be differentiated by the listed proprietary name in Appendix O. When more than one PLA has an identical descriptor, the codes will be denoted by the symbol "â™“." All PLA tests will have assigned codes in the PLA section of the code set. Any PLA coded test(s) that satisfies Category I criteria and has been accepted by the CPT® Editorial Panel will be designated by the addition of the symbol "^" to the existing PLA code and will remain in the PLA section of the code set. If a proprietary test has already been accepted for a Category I code and a code has not been published, subsequent application for a PLA code will take precedence. The code will only be placed in the PLA section. The accuracy of a PLA code is to be maintained by the original applicant, or the current owner of the test kit or laboratory performing the proprietary test. A new PLA code is required when: 1. Additional nucleic acid (DNA or RNA) and/or protein analysis(es) are added to the current PLA test, or 2. The name of the PLA test has changed in association with changes in test performance or test characteristics. The addition or modification of the therapeutic applications of the test require submission of a code change application, but it may not require a new code number. | 0001U-0599U | https://www.aapc.com/codes/cpt-codes/0286U | 2025-10-27T17:56:56.260258Z
0287U | Oncology (thyroid), DNA and mRNA, next-generation sequencing analysis of 112 genes, fine needle aspirate or formalin-fixed paraffin-embedded (FFPE) tissue, algorithmic prediction of cancer recurrence, reported as a categorical risk result (low, intermediate, high) | This is a Proprietary Laboratory Analyses (PLA) code, meaning that the code describes only one unique lab test made by a specific manufacturer or performed by a specific lab. Code 0287U describes ThyroSeq® CRC from CBLPath Inc. and University of Pittsburgh Medical Center. Using a thyroid specimen such as fine needle aspiration (FNA) or formalin–fixed paraffin–embedded (FFPE) tissue, the test examines 112 genes using next–generation sequencing (NGS) and performs an algorithmic analysis to report a risk for cancer recurrence of low, intermediate, or high. Explanation Using a thyroid specimen from fine needle aspiration (FNA) or formalin–fixed paraffin–embedded (FFPE) tissue, the lab analyst uses next–generation sequencing (NGS) to evaluate DNA and RNA of 112 genes related to thyroid cancer. NGS uses an automated instrument that can simultaneously determine the order of DNA or RNA nucleotides in many genes and uses bioinformatics to interpret the results. The analysis targets mutations, gene fusions, copy number variations, and changes to gene expression. Using an algorithmic analysis, the lab analyst reports the specimen as positive or negative for thyroid cancer, provides detailed information about mutation findings, and reports a risk for cancer recurrence of low, intermediate, or high. Clinicians may order this test for patients with thyroid nodules suspicious for cancer or for patients currently being treated for thyroid cancer. The clinician may use the test findings to guide the need for further intervention, such as surgery for thyroid nodules with indeterminate cytopathology, or adjuvant therapy for patients who have already undergone thyroid surgery. Terminology Algorithm: A specific set of step–by–step calculations using defined inputs at each step to produce a useful output. Bioinformatics: Discipline used to gather, store, and evaluate biological data, such as gene sequences, using computer systems. Cytopathology: Specialized study of cells to evaluate disease processes. Deoxyribonucleic acid (DNA): A form of nucleic acid that consists of a sequence of specific biological chemicals (nucleotides) which carry genetic information. Fine needle aspiration (FNA): A technique to obtain fluid, tissue, and/or cell samples for laboratory analysis by sucking (aspirating) them up into a syringe attached to a needle of very fine diameter inserted into the target area. Formalin: Diluted formaldehyde used to preserve biologic tissue for laboratory analysis. Gene expression: The two–step process by which cells generate messenger RNA (mRNA) from a DNA template (transcription), then generate a protein from the mRNA template (translation). Mutation: An alteration in a deoxyribonucleic acid (DNA) sequence that may lead to pathologic changes in the organism. Next–generation sequencing (NGS): A general term for a number of different modern DNA and RNA sequencing technologies that are quicker and cheaper than the previous methods; also known as high–throughput sequencing. Ribonucleic acid (RNA): One of the essential building blocks of life, along with deoxyribonucleic acid (DNA) and proteins; RNA acts as a messenger (mRNA), carrying genetic information from DNA to proteins, helps regulate cellular processes, and, like enzymes, can speed up chemical reactions; RNA, rather than DNA, carries genetic information in some important viruses. Thyroid: A butterfly–shaped gland in the neck that secretes hormones regulating growth and development; the alae (singular ala) refer to the "wings" of the thyroid. Tips Use this code only for the appropriate proprietary test; report one unit of this code for a single specimen analyzed on a single date of service. Additional Info “U” codes are included in the CPT® code set to identify specific proprietary laboratory analyses (PLA) tests. PLA codes take precedence over the usual 80000 series codes for laboratory/pathology. Use this code only for the above–described test; do not report this test using any other CPT® code. PLA code descriptors follow existing code conventions when possible, and lab techniques used include multianalyte assays with algorithmic analyses (MAAA) and genomic sequencing procedures (GSP), among others. Read Less | Range Specific Guideline Proprietary laboratory analyses (PLA) codes describe proprietary clinical laboratory analyses and can be either provided by a single ("sole-source") laboratory or licensed or marketed to multiple providing laboratories (eg, cleared or approved by the Food and Drug Administration [FDA]). This subsection includes advanced diagnostic laboratory tests (ADLTs) and clinical diagnostic laboratory tests (CDLTs), as defined under the Protecting Access to Medicare Act (PAMA) of 2014. These analyses may include a range of medical laboratory tests including, but not limited to, multianalyte assays with algorithmic analyses (MAAA) and genomic sequencing procedures (GSP). The descriptor nomenclature follows, where possible, existing code conventions (eg, MAAA, GSP). Unless specifically noted, even though the Proprietary Laboratory Analyses section of the code set is located at the end of the Pathology and Laboratory section of the code set, a PLA code does not fulfill Category I code criteria. PLA codes are not required to fulfill the Category I criteria. The standards for inclusion in the PLA section are: The test must be commercially available in the United States for use on human specimens and The clinical laboratory or manufacturer that offers the test must request the code. For similar laboratory analyses that fulfill Category I criteria, see codes listed in the numeric 80000 series. When a PLA code is available to report a given proprietary laboratory service, that PLA code takes precedence. The service should not be reported with any other CPT® code(s) and other CPT® code(s) should not be used to report services that may be reported with that specific PLA code. These codes encompass all analytical services required for the analysis (eg, cell lysis, nucleic acid stabilization, extraction, digestion, amplification, hybridization and detection). For molecular analyses, additional procedures that are required prior to cell lysis (eg, microdissection [codes 88380 and 88381]) may be reported separately. Codes in this subsection are released on a quarterly basis to expedite dissemination for reporting. PLA codes will be published electronically on the AMA CPT® website (ama-assn.org/cpt-pla-codes), distributed via CPT® data files on a quarterly basis, and, at a minimum, made available in print annually in the CPT® codebook. See the Introduction section of the CPT® code set for a complete list of the dates of release and implementation. All codes that are included in this section are also included in Appendix O, with the procedure's proprietary name. In order to report a PLA code, the analysis performed must fulfill the code descriptor and must be the test represented by the proprietary name listed in Appendix O. In some instances, the descriptor language of PLA codes may be identical and the code may only be differentiated by the listed proprietary name in Appendix O. When more than one PLA has an identical descriptor, the codes will be denoted by the symbol "â™“." All PLA tests will have assigned codes in the PLA section of the code set. Any PLA coded test(s) that satisfies Category I criteria and has been accepted by the CPT® Editorial Panel will be designated by the addition of the symbol "^" to the existing PLA code and will remain in the PLA section of the code set. If a proprietary test has already been accepted for a Category I code and a code has not been published, subsequent application for a PLA code will take precedence. The code will only be placed in the PLA section. The accuracy of a PLA code is to be maintained by the original applicant, or the current owner of the test kit or laboratory performing the proprietary test. A new PLA code is required when: 1. Additional nucleic acid (DNA or RNA) and/or protein analysis(es) are added to the current PLA test, or 2. The name of the PLA test has changed in association with changes in test performance or test characteristics. The addition or modification of the therapeutic applications of the test require submission of a code change application, but it may not require a new code number. | 0001U-0599U | https://www.aapc.com/codes/cpt-codes/0287U | 2025-10-27T17:57:14.159382Z
0288U | Oncology (lung), mRNA, quantitative PCR analysis of 11 genes (BAG1, BRCA1, CDC6, CDK2AP1, ERBB3, FUT3, IL11, LCK, RND3, SH3BGR, WNT3A) and 3 reference genes (ESD, TBP, YAP1), formalin-fixed paraffin-embedded (FFPE) tumor tissue, algorithmic interpretation reported as a recurrence risk score | This is a Proprietary Laboratory Analyses (PLA) code, meaning that the code describes only one unique lab test made by a specific manufacturer or performed by a specific lab. Code 0288U describes DetermaRx™ from Oncocyte Corporation. Using a non–small cell lung cancer (NSCLC) formalin–fixed paraffin–embedded (FFPE) tissue specimen, the test examines messenger RNA (mRNA) gene expression of the 11 genes listed in the code descriptor using polymerase chain reaction (PCR). The test includes an algorithmic analysis of findings to report a recurrence risk score for NSCLC. Explanation Using a non–small cell lung cancer (NSCLC) formalin–fixed paraffin–embedded (FFPE) tissue specimen, the lab analyst uses polymerase chain reaction (PCR) to analyze messenger RNA (mRNA) that indicates gene expression, or activity, of 11 target genes and three reference genes listed in the code descriptor. The procedure uses an algorithmic analysis for molecular stratification of the findings to provide a recurrence risk score. Clinicians may order this test for patients with stage IA, IB, and IIA non–squamous NSCLC. The recurrence risk score may help guide the treatment decision for adjuvant chemotherapy following tumor resection to reduce risk of recurrence and mortality. Terminology Adjuvant therapy: Treatment provided in addition to primary therapy; in cases of cancer, adjuvant therapy usually refers to chemotherapy or radiotherapy or both following surgery to remove the cancer. Algorithm: A specific set of step–by–step calculations using defined inputs at each step to produce a useful output. Formalin: Diluted formaldehyde used to preserve biologic tissue for laboratory analysis. Gene expression: The two–step process by which cells generate messenger RNA (mRNA) from a DNA template (transcription), then generate a protein from the mRNA template (translation). Polymerase chain reaction (PCR): A rapid technique for making more copies (amplifying) of a DNA or RNA sequence used in the laboratory. Ribonucleic acid (RNA): One of the essential building blocks of life, along with deoxyribonucleic acid (DNA) and proteins; RNA acts as a messenger (mRNA), carrying genetic information from DNA to proteins, helps regulate cellular processes, and, like enzymes, can speed up chemical reactions; RNA, rather than DNA, carries genetic information in some important viruses. Tips Use this code only for the appropriate proprietary test; report one unit of this code for a single specimen analyzed on a single date of service. Additional Info “U” codes are included in the CPT® code set to identify specific proprietary laboratory analyses (PLA) tests. PLA codes take precedence over the usual 80000 series codes for laboratory/pathology. Use this code only for the above–described test; do not report this test using any other CPT® code. PLA code descriptors follow existing code conventions when possible, and lab techniques used include multianalyte assays with algorithmic analyses (MAAA) and genomic sequencing procedures (GSP), among others. Read Less | Range Specific Guideline Proprietary laboratory analyses (PLA) codes describe proprietary clinical laboratory analyses and can be either provided by a single ("sole-source") laboratory or licensed or marketed to multiple providing laboratories (eg, cleared or approved by the Food and Drug Administration [FDA]). This subsection includes advanced diagnostic laboratory tests (ADLTs) and clinical diagnostic laboratory tests (CDLTs), as defined under the Protecting Access to Medicare Act (PAMA) of 2014. These analyses may include a range of medical laboratory tests including, but not limited to, multianalyte assays with algorithmic analyses (MAAA) and genomic sequencing procedures (GSP). The descriptor nomenclature follows, where possible, existing code conventions (eg, MAAA, GSP). Unless specifically noted, even though the Proprietary Laboratory Analyses section of the code set is located at the end of the Pathology and Laboratory section of the code set, a PLA code does not fulfill Category I code criteria. PLA codes are not required to fulfill the Category I criteria. The standards for inclusion in the PLA section are: The test must be commercially available in the United States for use on human specimens and The clinical laboratory or manufacturer that offers the test must request the code. For similar laboratory analyses that fulfill Category I criteria, see codes listed in the numeric 80000 series. When a PLA code is available to report a given proprietary laboratory service, that PLA code takes precedence. The service should not be reported with any other CPT® code(s) and other CPT® code(s) should not be used to report services that may be reported with that specific PLA code. These codes encompass all analytical services required for the analysis (eg, cell lysis, nucleic acid stabilization, extraction, digestion, amplification, hybridization and detection). For molecular analyses, additional procedures that are required prior to cell lysis (eg, microdissection [codes 88380 and 88381]) may be reported separately. Codes in this subsection are released on a quarterly basis to expedite dissemination for reporting. PLA codes will be published electronically on the AMA CPT® website (ama-assn.org/cpt-pla-codes), distributed via CPT® data files on a quarterly basis, and, at a minimum, made available in print annually in the CPT® codebook. See the Introduction section of the CPT® code set for a complete list of the dates of release and implementation. All codes that are included in this section are also included in Appendix O, with the procedure's proprietary name. In order to report a PLA code, the analysis performed must fulfill the code descriptor and must be the test represented by the proprietary name listed in Appendix O. In some instances, the descriptor language of PLA codes may be identical and the code may only be differentiated by the listed proprietary name in Appendix O. When more than one PLA has an identical descriptor, the codes will be denoted by the symbol "â™“." All PLA tests will have assigned codes in the PLA section of the code set. Any PLA coded test(s) that satisfies Category I criteria and has been accepted by the CPT® Editorial Panel will be designated by the addition of the symbol "^" to the existing PLA code and will remain in the PLA section of the code set. If a proprietary test has already been accepted for a Category I code and a code has not been published, subsequent application for a PLA code will take precedence. The code will only be placed in the PLA section. The accuracy of a PLA code is to be maintained by the original applicant, or the current owner of the test kit or laboratory performing the proprietary test. A new PLA code is required when: 1. Additional nucleic acid (DNA or RNA) and/or protein analysis(es) are added to the current PLA test, or 2. The name of the PLA test has changed in association with changes in test performance or test characteristics. The addition or modification of the therapeutic applications of the test require submission of a code change application, but it may not require a new code number. | 0001U-0599U | https://www.aapc.com/codes/cpt-codes/0288U | 2025-10-27T17:57:31.740074Z
0289U | Neurology (Alzheimer disease), mRNA, gene expression profiling by RNA sequencing of 24 genes, whole blood, algorithm reported as predictive risk score | This is a Proprietary Laboratory Analyses (PLA) code, meaning that the code applies to only one unique lab test made by a specific manufacturer or performed by a specific lab. Report 0289U only for MindX Blood Test™ – Memory/Alzheimer’s, MindX Sciences™ Laboratory, from MindX Sciences™ Inc. Using a blood specimen, the test employs next–generation sequencing (NGS) of RNA to evaluate gene expression (activity) of 24 genes, plus an algorithmic analysis of the findings to report a predictive risk score for Alzheimer’s or other memory conditions. Explanation Using a blood specimen, the lab analyst uses a hybridization–based method and next–generation sequencing (NGS) for gene expression profiling of 24 genes identified as pertinent to development and progression of Alzheimer’s or other memory conditions. NGS uses an automated instrument that can simultaneously determine the order of DNA or RNA nucleotides in many genes and uses bioinformatics to interpret the results. The method for this assay involves sequencing RNA transcribed from DNA, which is the first step in gene expression, indicating which genes are active. The assay includes an algorithmic analysis of the findings to report a predictive risk score for Alzheimer’s or other memory conditions. The results include a qualitative risk category (high, intermediate, or low) and a quantitative score/rank percentile. Clinicians may order this test to aid in diagnosis of Alzheimer’s or other memory conditions, and to help target and monitor patient response to treatment medications. Terminology Algorithm: A specific set of step–by–step calculations using defined inputs at each step to produce a useful output. Alzheimer’s disease: A slowly progressive form of dementia characterized by beta–amyloid plaques (microscopic clumps of pieces of protein), tangles (strands) of the tau protein (abundant in the central nervous system but not elsewhere), brain inflammation, and damage and eventual death of brain cells. Bioinformatics: Discipline used to gather, store, and evaluate biological data, such as gene sequences, using computer systems. Deoxyribonucleic acid (DNA): A form of nucleic acid that consists of a sequence of specific biological chemicals (nucleotides) which carry genetic information. Gene: Specific nucleic acid sequence associated with a unique function in the body such as production of a specific protein. Gene expression: The two–step process by which cells generate messenger RNA m(RNA) from a DNA template (transcription), then generate a protein from the mRNA template (translation). Hybridization: Forming a double–stranded DNA or RNA molecule by combining two complementary single strands, usually to identify a genetic mutation. Next–generation sequencing (NGS): A general term for a number of different modern DNA and RNA sequencing technologies that are quicker and cheaper than the previous methods; also known as high–throughput sequencing. Ribonucleic acid (RNA): One of the essential building blocks of life, along with deoxyribonucleic acid (DNA) and proteins; RNA acts as a messenger (mRNA), carrying genetic information from DNA to proteins, helps regulate cellular processes, and, like enzymes, can speed up chemical reactions; RNA, rather than DNA, carries genetic information in some important viruses. Transcription: Generation of complementary mRNA sequence from a DNA template. Tips Use this code only for the appropriate proprietary test; report one unit of this code for a single specimen analyzed on a single date of service. Some payers may pay separately for collecting the specimen. Additional Info “U” codes are included in the CPT® code set to identify specific proprietary laboratory analyses (PLA) tests. PLA codes take precedence over the usual 80000 series codes for laboratory/pathology. Use this code only for the above–described test; do not report this test using any other CPT® code. PLA code descriptors follow existing code conventions when possible, and lab techniques used include multianalyte assays with algorithmic analyses (MAAA) and genomic sequencing procedures (GSP), among others. Read Less | Range Specific Guideline Proprietary laboratory analyses (PLA) codes describe proprietary clinical laboratory analyses and can be either provided by a single ("sole-source") laboratory or licensed or marketed to multiple providing laboratories (eg, cleared or approved by the Food and Drug Administration [FDA]). This subsection includes advanced diagnostic laboratory tests (ADLTs) and clinical diagnostic laboratory tests (CDLTs), as defined under the Protecting Access to Medicare Act (PAMA) of 2014. These analyses may include a range of medical laboratory tests including, but not limited to, multianalyte assays with algorithmic analyses (MAAA) and genomic sequencing procedures (GSP). The descriptor nomenclature follows, where possible, existing code conventions (eg, MAAA, GSP). Unless specifically noted, even though the Proprietary Laboratory Analyses section of the code set is located at the end of the Pathology and Laboratory section of the code set, a PLA code does not fulfill Category I code criteria. PLA codes are not required to fulfill the Category I criteria. The standards for inclusion in the PLA section are: The test must be commercially available in the United States for use on human specimens and The clinical laboratory or manufacturer that offers the test must request the code. For similar laboratory analyses that fulfill Category I criteria, see codes listed in the numeric 80000 series. When a PLA code is available to report a given proprietary laboratory service, that PLA code takes precedence. The service should not be reported with any other CPT® code(s) and other CPT® code(s) should not be used to report services that may be reported with that specific PLA code. These codes encompass all analytical services required for the analysis (eg, cell lysis, nucleic acid stabilization, extraction, digestion, amplification, hybridization and detection). For molecular analyses, additional procedures that are required prior to cell lysis (eg, microdissection [codes 88380 and 88381]) may be reported separately. Codes in this subsection are released on a quarterly basis to expedite dissemination for reporting. PLA codes will be published electronically on the AMA CPT® website (ama-assn.org/cpt-pla-codes), distributed via CPT® data files on a quarterly basis, and, at a minimum, made available in print annually in the CPT® codebook. See the Introduction section of the CPT® code set for a complete list of the dates of release and implementation. All codes that are included in this section are also included in Appendix O, with the procedure's proprietary name. In order to report a PLA code, the analysis performed must fulfill the code descriptor and must be the test represented by the proprietary name listed in Appendix O. In some instances, the descriptor language of PLA codes may be identical and the code may only be differentiated by the listed proprietary name in Appendix O. When more than one PLA has an identical descriptor, the codes will be denoted by the symbol "â™“." All PLA tests will have assigned codes in the PLA section of the code set. Any PLA coded test(s) that satisfies Category I criteria and has been accepted by the CPT® Editorial Panel will be designated by the addition of the symbol "^" to the existing PLA code and will remain in the PLA section of the code set. If a proprietary test has already been accepted for a Category I code and a code has not been published, subsequent application for a PLA code will take precedence. The code will only be placed in the PLA section. The accuracy of a PLA code is to be maintained by the original applicant, or the current owner of the test kit or laboratory performing the proprietary test. A new PLA code is required when: 1. Additional nucleic acid (DNA or RNA) and/or protein analysis(es) are added to the current PLA test, or 2. The name of the PLA test has changed in association with changes in test performance or test characteristics. The addition or modification of the therapeutic applications of the test require submission of a code change application, but it may not require a new code number. | 0001U-0599U | https://www.aapc.com/codes/cpt-codes/0289U | 2025-10-27T17:57:49.768907Z
0290U | Pain management, mRNA, gene expression profiling by RNA sequencing of 36 genes, whole blood, algorithm reported as predictive risk score | This is a Proprietary Laboratory Analyses (PLA) code, meaning that the code applies to only one unique lab test made by a specific manufacturer or performed by a specific lab. Report 0290U only for MindX Blood Test™ – Pain, MindX Sciences™ Laboratory, from MindX Sciences™ Inc. Using a blood specimen, the test employs next–generation sequencing (NGS) of RNA to evaluate gene expression (activity) of 36 genes, plus an algorithmic analysis of the findings to report a predictive risk score for the propensity for pain. Explanation Using a blood specimen, the lab analyst uses a hybridization–based method and next–generation sequencing (NGS) for gene expression profiling of 36 genes identified as pertinent to the patient’s propensity for pain. NGS uses an automated instrument that can simultaneously determine the order of DNA or RNA nucleotides in many genes and uses bioinformatics to interpret the results. The method for this assay involves sequencing RNA transcribed from DNA, which is the first step in gene expression, indicating which genes are active. The assay includes an algorithmic analysis of the findings to report a predictive risk score for the patient’s propensity for pain. The results include a qualitative risk category (high, intermediate, or low) and a quantitative score/rank percentile. Clinicians may order this test to help target and monitor patient response to treatment medications partially based on the patient’s propensity for pain. Terminology Algorithm: A specific set of step–by–step calculations using defined inputs at each step to produce a useful output. Bioinformatics: Discipline used to gather, store, and evaluate biological data, such as gene sequences, using computer systems. Deoxyribonucleic acid (DNA): A form of nucleic acid that consists of a sequence of specific biological chemicals (nucleotides) which carry genetic information. Gene: Specific nucleic acid sequence associated with a unique function in the body such as production of a specific protein. Gene expression: The two–step process by which cells generate messenger RNA m(RNA) from a DNA template (transcription), then generate a protein from the mRNA template (translation). Hybridization: Forming a double–stranded DNA or RNA molecule by combining two complementary single strands, usually to identify a genetic mutation. Next–generation sequencing (NGS): A general term for a number of different modern DNA and RNA sequencing technologies that are quicker and cheaper than the previous methods; also known as high–throughput sequencing. Ribonucleic acid (RNA): One of the essential building blocks of life, along with deoxyribonucleic acid (DNA) and proteins; RNA acts as a messenger (mRNA), carrying genetic information from DNA to proteins, helps regulate cellular processes, and, like enzymes, can speed up chemical reactions; RNA, rather than DNA, carries genetic information in some important viruses. Transcription: Generation of complementary mRNA sequence from a DNA template. Tips Use this code only for the appropriate proprietary test; report one unit of this code for a single specimen analyzed on a single date of service. Some payers may pay separately for collecting the specimen. Additional Info “U” codes are included in the CPT® code set to identify specific proprietary laboratory analyses (PLA) tests. PLA codes take precedence over the usual 80000 series codes for laboratory/pathology. Use this code only for the above–described test; do not report this test using any other CPT® code. PLA code descriptors follow existing code conventions when possible, and lab techniques used include multianalyte assays with algorithmic analyses (MAAA) and genomic sequencing procedures (GSP), among others. Read Less | Range Specific Guideline Proprietary laboratory analyses (PLA) codes describe proprietary clinical laboratory analyses and can be either provided by a single ("sole-source") laboratory or licensed or marketed to multiple providing laboratories (eg, cleared or approved by the Food and Drug Administration [FDA]). This subsection includes advanced diagnostic laboratory tests (ADLTs) and clinical diagnostic laboratory tests (CDLTs), as defined under the Protecting Access to Medicare Act (PAMA) of 2014. These analyses may include a range of medical laboratory tests including, but not limited to, multianalyte assays with algorithmic analyses (MAAA) and genomic sequencing procedures (GSP). The descriptor nomenclature follows, where possible, existing code conventions (eg, MAAA, GSP). Unless specifically noted, even though the Proprietary Laboratory Analyses section of the code set is located at the end of the Pathology and Laboratory section of the code set, a PLA code does not fulfill Category I code criteria. PLA codes are not required to fulfill the Category I criteria. The standards for inclusion in the PLA section are: The test must be commercially available in the United States for use on human specimens and The clinical laboratory or manufacturer that offers the test must request the code. For similar laboratory analyses that fulfill Category I criteria, see codes listed in the numeric 80000 series. When a PLA code is available to report a given proprietary laboratory service, that PLA code takes precedence. The service should not be reported with any other CPT® code(s) and other CPT® code(s) should not be used to report services that may be reported with that specific PLA code. These codes encompass all analytical services required for the analysis (eg, cell lysis, nucleic acid stabilization, extraction, digestion, amplification, hybridization and detection). For molecular analyses, additional procedures that are required prior to cell lysis (eg, microdissection [codes 88380 and 88381]) may be reported separately. Codes in this subsection are released on a quarterly basis to expedite dissemination for reporting. PLA codes will be published electronically on the AMA CPT® website (ama-assn.org/cpt-pla-codes), distributed via CPT® data files on a quarterly basis, and, at a minimum, made available in print annually in the CPT® codebook. See the Introduction section of the CPT® code set for a complete list of the dates of release and implementation. All codes that are included in this section are also included in Appendix O, with the procedure's proprietary name. In order to report a PLA code, the analysis performed must fulfill the code descriptor and must be the test represented by the proprietary name listed in Appendix O. In some instances, the descriptor language of PLA codes may be identical and the code may only be differentiated by the listed proprietary name in Appendix O. When more than one PLA has an identical descriptor, the codes will be denoted by the symbol "â™“." All PLA tests will have assigned codes in the PLA section of the code set. Any PLA coded test(s) that satisfies Category I criteria and has been accepted by the CPT® Editorial Panel will be designated by the addition of the symbol "^" to the existing PLA code and will remain in the PLA section of the code set. If a proprietary test has already been accepted for a Category I code and a code has not been published, subsequent application for a PLA code will take precedence. The code will only be placed in the PLA section. The accuracy of a PLA code is to be maintained by the original applicant, or the current owner of the test kit or laboratory performing the proprietary test. A new PLA code is required when: 1. Additional nucleic acid (DNA or RNA) and/or protein analysis(es) are added to the current PLA test, or 2. The name of the PLA test has changed in association with changes in test performance or test characteristics. The addition or modification of the therapeutic applications of the test require submission of a code change application, but it may not require a new code number. | 0001U-0599U | https://www.aapc.com/codes/cpt-codes/0290U | 2025-10-27T17:58:07.411150Z
0291U | Psychiatry (mood disorders), mRNA, gene expression profiling by RNA sequencing of 144 genes, whole blood, algorithm reported as predictive risk score | This is a Proprietary Laboratory Analyses (PLA) code, meaning that the code applies to only one unique lab test made by a specific manufacturer or performed by a specific lab. Report 0291U only for MindX Blood Test™ – Mood, MindX Sciences™ Laboratory, from MindX Sciences™ Inc. Using a blood specimen, the test employs next–generation sequencing (NGS) of RNA to evaluate gene expression (activity) of 144 genes, plus an algorithmic analysis of the findings to report a predictive risk score for mood disorders such as depression and bipolar disorder. Explanation Using a blood specimen, the lab analyst uses a hybridization–based method and next–generation sequencing (NGS) for gene expression profiling of 144 genes identified as pertinent to mood disorders such as depression and bipolar disorder. NGS uses an automated instrument that can simultaneously determine the order of DNA or RNA nucleotides in many genes and uses bioinformatics to interpret the results. The method for this assay involves sequencing RNA transcribed from DNA, which is the first step in gene expression, indicating which genes are active. The assay includes an algorithmic analysis of the findings to report a predictive risk score for mood disorders such as depression and bipolar disorder. The results include a qualitative risk category (high, intermediate, or low) and a quantitative score/rank percentile. Clinicians may order this test to aid in diagnosis of mood disorders such as depression or bipolar disorder, and to help target and monitor patient response to treatment medications. Terminology Algorithm: A specific set of step–by–step calculations using defined inputs at each step to produce a useful output. Bioinformatics: Discipline used to gather, store, and evaluate biological data, such as gene sequences, using computer systems. Deoxyribonucleic acid (DNA): A form of nucleic acid that consists of a sequence of specific biological chemicals (nucleotides) which carry genetic information. Gene: Specific nucleic acid sequence associated with a unique function in the body such as production of a specific protein. Gene expression: The two–step process by which cells generate messenger RNA m(RNA) from a DNA template (transcription), then generate a protein from the mRNA template (translation). Hybridization: Forming a double–stranded DNA or RNA molecule by combining two complementary single strands, usually to identify a genetic mutation. Mood disorder: Any of a number of mental disorders characterized by episodes of a varying degree of depression, anxiety, or mania (elevated mood with hyperactivity), and sometimes associated with psychotic symptoms (delusions and hallucinations). Next–generation sequencing (NGS): A general term for a number of different modern DNA and RNA sequencing technologies that are quicker and cheaper than the previous methods; also known as high–throughput sequencing Ribonucleic acid (RNA): One of the essential building blocks of life, along with deoxyribonucleic acid (DNA) and proteins; RNA acts as a messenger (mRNA), carrying genetic information from DNA to proteins, helps regulate cellular processes, and, like enzymes, can speed up chemical reactions; RNA, rather than DNA, carries genetic information in some important viruses. Transcription: Generation of complementary mRNA sequence from a DNA template. Tips Use this code only for the appropriate proprietary test; report one unit of this code for a single specimen analyzed on a single date of service. Some payers may pay separately for collecting the specimen. Additional Info “U” codes are included in the CPT® code set to identify specific proprietary laboratory analyses (PLA) tests. PLA codes take precedence over the usual 80000 series codes for laboratory/pathology. Use this code only for the above–described test; do not report this test using any other CPT® code. PLA code descriptors follow existing code conventions when possible, and lab techniques used include multianalyte assays with algorithmic analyses (MAAA) and genomic sequencing procedures (GSP), among others. Read Less | Range Specific Guideline Proprietary laboratory analyses (PLA) codes describe proprietary clinical laboratory analyses and can be either provided by a single ("sole-source") laboratory or licensed or marketed to multiple providing laboratories (eg, cleared or approved by the Food and Drug Administration [FDA]). This subsection includes advanced diagnostic laboratory tests (ADLTs) and clinical diagnostic laboratory tests (CDLTs), as defined under the Protecting Access to Medicare Act (PAMA) of 2014. These analyses may include a range of medical laboratory tests including, but not limited to, multianalyte assays with algorithmic analyses (MAAA) and genomic sequencing procedures (GSP). The descriptor nomenclature follows, where possible, existing code conventions (eg, MAAA, GSP). Unless specifically noted, even though the Proprietary Laboratory Analyses section of the code set is located at the end of the Pathology and Laboratory section of the code set, a PLA code does not fulfill Category I code criteria. PLA codes are not required to fulfill the Category I criteria. The standards for inclusion in the PLA section are: The test must be commercially available in the United States for use on human specimens and The clinical laboratory or manufacturer that offers the test must request the code. For similar laboratory analyses that fulfill Category I criteria, see codes listed in the numeric 80000 series. When a PLA code is available to report a given proprietary laboratory service, that PLA code takes precedence. The service should not be reported with any other CPT® code(s) and other CPT® code(s) should not be used to report services that may be reported with that specific PLA code. These codes encompass all analytical services required for the analysis (eg, cell lysis, nucleic acid stabilization, extraction, digestion, amplification, hybridization and detection). For molecular analyses, additional procedures that are required prior to cell lysis (eg, microdissection [codes 88380 and 88381]) may be reported separately. Codes in this subsection are released on a quarterly basis to expedite dissemination for reporting. PLA codes will be published electronically on the AMA CPT® website (ama-assn.org/cpt-pla-codes), distributed via CPT® data files on a quarterly basis, and, at a minimum, made available in print annually in the CPT® codebook. See the Introduction section of the CPT® code set for a complete list of the dates of release and implementation. All codes that are included in this section are also included in Appendix O, with the procedure's proprietary name. In order to report a PLA code, the analysis performed must fulfill the code descriptor and must be the test represented by the proprietary name listed in Appendix O. In some instances, the descriptor language of PLA codes may be identical and the code may only be differentiated by the listed proprietary name in Appendix O. When more than one PLA has an identical descriptor, the codes will be denoted by the symbol "â™“." All PLA tests will have assigned codes in the PLA section of the code set. Any PLA coded test(s) that satisfies Category I criteria and has been accepted by the CPT® Editorial Panel will be designated by the addition of the symbol "^" to the existing PLA code and will remain in the PLA section of the code set. If a proprietary test has already been accepted for a Category I code and a code has not been published, subsequent application for a PLA code will take precedence. The code will only be placed in the PLA section. The accuracy of a PLA code is to be maintained by the original applicant, or the current owner of the test kit or laboratory performing the proprietary test. A new PLA code is required when: 1. Additional nucleic acid (DNA or RNA) and/or protein analysis(es) are added to the current PLA test, or 2. The name of the PLA test has changed in association with changes in test performance or test characteristics. The addition or modification of the therapeutic applications of the test require submission of a code change application, but it may not require a new code number. | 0001U-0599U | https://www.aapc.com/codes/cpt-codes/0291U | 2025-10-27T17:58:25.499111Z
0292U | Psychiatry (stress disorders), mRNA, gene expression profiling by RNA sequencing of 72 genes, whole blood, algorithm reported as predictive risk score | This is a Proprietary Laboratory Analyses (PLA) code, meaning that the code applies to only one unique lab test made by a specific manufacturer or performed by a specific lab. Report 0292U only for MindX Blood Test™ – Stress, MindX Sciences™ Laboratory, from MindX Sciences™ Inc. Using a blood specimen, the test employs next–generation sequencing (NGS) of RNA to evaluate gene expression (activity) of 72 genes, plus an algorithmic analysis of the findings to report a predictive risk score for post–traumatic stress disorder (PTSD). Explanation Using a blood specimen, the lab analyst uses a hybridization–based method and next–generation sequencing (NGS) for gene expression profiling of 72 genes identified as pertinent to post–traumatic stress disorder (PTSD). NGS uses an automated instrument that can simultaneously determine the order of DNA or RNA nucleotides in many genes and uses bioinformatics to interpret the results. The method for this assay involves sequencing RNA transcribed from DNA, which is the first step in gene expression, indicating which genes are active. The assay includes an algorithmic analysis of the findings to report a predictive risk score for PTSD. The results include a qualitative risk category (high, intermediate, or low) and a quantitative score/rank percentile. Clinicians may order this test to aid in diagnosis of PTSD, and to help target and monitor patient response to treatment medications. Terminology Algorithm: A specific set of step–by–step calculations using defined inputs at each step to produce a useful output. Bioinformatics: Discipline used to gather, store, and evaluate biological data, such as gene sequences, using computer systems. Deoxyribonucleic acid (DNA): A form of nucleic acid that consists of a sequence of specific biological chemicals (nucleotides) which carry genetic information. Gene: Specific nucleic acid sequence associated with a unique function in the body such as production of a specific protein. Gene expression: The two–step process by which cells generate messenger RNA m(RNA) from a DNA template (transcription), then generate a protein from the mRNA template (translation). Hybridization: Forming a double–stranded DNA or RNA molecule by combining two complementary single strands, usually to identify a genetic mutation. Next–generation sequencing (NGS): A general term for a number of different modern DNA and RNA sequencing technologies that are quicker and cheaper than the previous methods; also known as high–throughput sequencing. Post–traumatic stress disorder (PTSD): Severe anxiety due to previous trauma such as sexual assault, a serious accident, or military combat; patients may experience flashbacks and develop behaviors that avoid triggers. Ribonucleic acid (RNA): One of the essential building blocks of life, along with deoxyribonucleic acid (DNA) and proteins; RNA acts as a messenger (mRNA), carrying genetic information from DNA to proteins, helps regulate cellular processes, and, like enzymes, can speed up chemical reactions; RNA, rather than DNA, carries genetic information in some important viruses. Transcription: Generation of complementary mRNA sequence from a DNA template. Tips Use this code only for the appropriate proprietary test; report one unit of this code for a single specimen analyzed on a single date of service. Some payers may pay separately for collecting the specimen. Additional Info “U” codes are included in the CPT® code set to identify specific proprietary laboratory analyses (PLA) tests. PLA codes take precedence over the usual 80000 series codes for laboratory/pathology. Use this code only for the above–described test; do not report this test using any other CPT® code. PLA code descriptors follow existing code conventions when possible, and lab techniques used include multianalyte assays with algorithmic analyses (MAAA) and genomic sequencing procedures (GSP), among others. Read Less | Range Specific Guideline Proprietary laboratory analyses (PLA) codes describe proprietary clinical laboratory analyses and can be either provided by a single ("sole-source") laboratory or licensed or marketed to multiple providing laboratories (eg, cleared or approved by the Food and Drug Administration [FDA]). This subsection includes advanced diagnostic laboratory tests (ADLTs) and clinical diagnostic laboratory tests (CDLTs), as defined under the Protecting Access to Medicare Act (PAMA) of 2014. These analyses may include a range of medical laboratory tests including, but not limited to, multianalyte assays with algorithmic analyses (MAAA) and genomic sequencing procedures (GSP). The descriptor nomenclature follows, where possible, existing code conventions (eg, MAAA, GSP). Unless specifically noted, even though the Proprietary Laboratory Analyses section of the code set is located at the end of the Pathology and Laboratory section of the code set, a PLA code does not fulfill Category I code criteria. PLA codes are not required to fulfill the Category I criteria. The standards for inclusion in the PLA section are: The test must be commercially available in the United States for use on human specimens and The clinical laboratory or manufacturer that offers the test must request the code. For similar laboratory analyses that fulfill Category I criteria, see codes listed in the numeric 80000 series. When a PLA code is available to report a given proprietary laboratory service, that PLA code takes precedence. The service should not be reported with any other CPT® code(s) and other CPT® code(s) should not be used to report services that may be reported with that specific PLA code. These codes encompass all analytical services required for the analysis (eg, cell lysis, nucleic acid stabilization, extraction, digestion, amplification, hybridization and detection). For molecular analyses, additional procedures that are required prior to cell lysis (eg, microdissection [codes 88380 and 88381]) may be reported separately. Codes in this subsection are released on a quarterly basis to expedite dissemination for reporting. PLA codes will be published electronically on the AMA CPT® website (ama-assn.org/cpt-pla-codes), distributed via CPT® data files on a quarterly basis, and, at a minimum, made available in print annually in the CPT® codebook. See the Introduction section of the CPT® code set for a complete list of the dates of release and implementation. All codes that are included in this section are also included in Appendix O, with the procedure's proprietary name. In order to report a PLA code, the analysis performed must fulfill the code descriptor and must be the test represented by the proprietary name listed in Appendix O. In some instances, the descriptor language of PLA codes may be identical and the code may only be differentiated by the listed proprietary name in Appendix O. When more than one PLA has an identical descriptor, the codes will be denoted by the symbol "â™“." All PLA tests will have assigned codes in the PLA section of the code set. Any PLA coded test(s) that satisfies Category I criteria and has been accepted by the CPT® Editorial Panel will be designated by the addition of the symbol "^" to the existing PLA code and will remain in the PLA section of the code set. If a proprietary test has already been accepted for a Category I code and a code has not been published, subsequent application for a PLA code will take precedence. The code will only be placed in the PLA section. The accuracy of a PLA code is to be maintained by the original applicant, or the current owner of the test kit or laboratory performing the proprietary test. A new PLA code is required when: 1. Additional nucleic acid (DNA or RNA) and/or protein analysis(es) are added to the current PLA test, or 2. The name of the PLA test has changed in association with changes in test performance or test characteristics. The addition or modification of the therapeutic applications of the test require submission of a code change application, but it may not require a new code number. | 0001U-0599U | https://www.aapc.com/codes/cpt-codes/0292U | 2025-10-27T17:58:43.661711Z
0293U | Psychiatry (suicidal ideation), mRNA, gene expression profiling by RNA sequencing of 54 genes, whole blood, algorithm reported as predictive risk score | This is a Proprietary Laboratory Analyses (PLA) code, meaning that the code applies to only one unique lab test made by a specific manufacturer or performed by a specific lab. Report 0293U only for MindX Blood Test™ – Suicidality, MindX Sciences™ Laboratory, from MindX Sciences™ Inc. Using a blood specimen, the test employs next–generation sequencing (NGS) of RNA to evaluate gene expression (activity) of 54 genes, plus an algorithmic analysis of the findings to report a predictive risk score for the propensity for suicidal ideation. Explanation Using a blood specimen, the lab analyst uses a hybridization–based method and next–generation sequencing (NGS) for gene expression profiling of 54 genes identified as pertinent to the patient’s propensity for suicidal ideation. NGS uses an automated instrument that can simultaneously determine the order of DNA or RNA nucleotides in many genes and uses bioinformatics to interpret the results. The method for this assay involves sequencing RNA transcribed from DNA, which is the first step in gene expression, indicating which genes are active. The assay includes an algorithmic analysis of the findings using bioinformatics to report a predictive risk score for the patient’s propensity for suicidal ideation. The results include a qualitative risk category (high, intermediate, or low) and a quantitative score/rank percentile. Clinicians may order this test to aid with empirical indications of the patient’s propensity for suicidal ideation, and to help target and monitor patient response to treatment medications. Terminology Algorithm: A specific set of step–by–step calculations using defined inputs at each step to produce a useful output. Bioinformatics: Discipline used to gather, store, and evaluate biological data, such as gene sequences, using computer systems. Deoxyribonucleic acid (DNA): A form of nucleic acid that consists of a sequence of specific biological chemicals (nucleotides) which carry genetic information. Gene: Specific nucleic acid sequence associated with a unique function in the body such as production of a specific protein. Gene expression: The two–step process by which cells generate messenger RNA m(RNA) from a DNA template (transcription), then generate a protein from the mRNA template (translation). Hybridization: Forming a double–stranded DNA or RNA molecule by combining two complementary single strands, usually to identify a genetic mutation. Next–generation sequencing (NGS): A general term for a number of different modern DNA and RNA sequencing technologies that are quicker and cheaper than the previous methods; also known as high–throughput sequencing. Ribonucleic acid (RNA): One of the essential building blocks of life, along with deoxyribonucleic acid (DNA) and proteins; RNA acts as a messenger (mRNA), carrying genetic information from DNA to proteins, helps regulate cellular processes, and, like enzymes, can speed up chemical reactions; RNA, rather than DNA, carries genetic information in some important viruses. Transcription: Generation of complementary mRNA sequence from a DNA template. Tips Use this code only for the appropriate proprietary test; report one unit of this code for a single specimen analyzed on a single date of service. Some payers may pay separately for collecting the specimen. Additional Info “U” codes are included in the CPT® code set to identify specific proprietary laboratory analyses (PLA) tests. PLA codes take precedence over the usual 80000 series codes for laboratory/pathology. Use this code only for the above–described test; do not report this test using any other CPT® code. PLA code descriptors follow existing code conventions when possible, and lab techniques used include multianalyte assays with algorithmic analyses (MAAA) and genomic sequencing procedures (GSP), among others. Read Less | Range Specific Guideline Proprietary laboratory analyses (PLA) codes describe proprietary clinical laboratory analyses and can be either provided by a single ("sole-source") laboratory or licensed or marketed to multiple providing laboratories (eg, cleared or approved by the Food and Drug Administration [FDA]). This subsection includes advanced diagnostic laboratory tests (ADLTs) and clinical diagnostic laboratory tests (CDLTs), as defined under the Protecting Access to Medicare Act (PAMA) of 2014. These analyses may include a range of medical laboratory tests including, but not limited to, multianalyte assays with algorithmic analyses (MAAA) and genomic sequencing procedures (GSP). The descriptor nomenclature follows, where possible, existing code conventions (eg, MAAA, GSP). Unless specifically noted, even though the Proprietary Laboratory Analyses section of the code set is located at the end of the Pathology and Laboratory section of the code set, a PLA code does not fulfill Category I code criteria. PLA codes are not required to fulfill the Category I criteria. The standards for inclusion in the PLA section are: The test must be commercially available in the United States for use on human specimens and The clinical laboratory or manufacturer that offers the test must request the code. For similar laboratory analyses that fulfill Category I criteria, see codes listed in the numeric 80000 series. When a PLA code is available to report a given proprietary laboratory service, that PLA code takes precedence. The service should not be reported with any other CPT® code(s) and other CPT® code(s) should not be used to report services that may be reported with that specific PLA code. These codes encompass all analytical services required for the analysis (eg, cell lysis, nucleic acid stabilization, extraction, digestion, amplification, hybridization and detection). For molecular analyses, additional procedures that are required prior to cell lysis (eg, microdissection [codes 88380 and 88381]) may be reported separately. Codes in this subsection are released on a quarterly basis to expedite dissemination for reporting. PLA codes will be published electronically on the AMA CPT® website (ama-assn.org/cpt-pla-codes), distributed via CPT® data files on a quarterly basis, and, at a minimum, made available in print annually in the CPT® codebook. See the Introduction section of the CPT® code set for a complete list of the dates of release and implementation. All codes that are included in this section are also included in Appendix O, with the procedure's proprietary name. In order to report a PLA code, the analysis performed must fulfill the code descriptor and must be the test represented by the proprietary name listed in Appendix O. In some instances, the descriptor language of PLA codes may be identical and the code may only be differentiated by the listed proprietary name in Appendix O. When more than one PLA has an identical descriptor, the codes will be denoted by the symbol "â™“." All PLA tests will have assigned codes in the PLA section of the code set. Any PLA coded test(s) that satisfies Category I criteria and has been accepted by the CPT® Editorial Panel will be designated by the addition of the symbol "^" to the existing PLA code and will remain in the PLA section of the code set. If a proprietary test has already been accepted for a Category I code and a code has not been published, subsequent application for a PLA code will take precedence. The code will only be placed in the PLA section. The accuracy of a PLA code is to be maintained by the original applicant, or the current owner of the test kit or laboratory performing the proprietary test. A new PLA code is required when: 1. Additional nucleic acid (DNA or RNA) and/or protein analysis(es) are added to the current PLA test, or 2. The name of the PLA test has changed in association with changes in test performance or test characteristics. The addition or modification of the therapeutic applications of the test require submission of a code change application, but it may not require a new code number. | 0001U-0599U | https://www.aapc.com/codes/cpt-codes/0293U | 2025-10-27T17:59:01.047461Z
0294U | Longevity and mortality risk, mRNA, gene expression profiling by RNA sequencing of 18 genes, whole blood, algorithm reported as predictive risk score | This is a Proprietary Laboratory Analyses (PLA) code, meaning that the code applies to only one unique lab test made by a specific manufacturer or performed by a specific lab. Report 0294U only for MindX Blood Test™ – Longevity, MindX Sciences™ Laboratory, from MindX Sciences™ Inc. Using a blood specimen, the test employs next–generation sequencing (NGS) of RNA to evaluate gene expression of 18 genes, plus an algorithmic analysis of the findings to report a predictive risk score for mortality/longevity. Explanation Using a blood specimen, the lab analyst uses a hybridization–based method and next–generation sequencing (NGS) for gene expression profiling of 18 genes identified as pertinent to mortality/longevity. NGS uses an automated instrument that can simultaneously determine the order of DNA or RNA nucleotides in many genes and uses bioinformatics to interpret the results. The method for this assay involves sequencing RNA transcribed from DNA, which is the first step in gene expression, indicating which genes are active. The assay includes an algorithmic analysis of the findings using bioinformatics to report a predictive risk score for mortality/longevity. The results include a qualitative risk category (high, intermediate, or low) and a quantitative score/rank percentile. Clinicians may order this test to aid with empirical indications of the patient’s mortality/longevity, and to help target and monitor patient response to treatment medications. Terminology Algorithm: A specific set of step–by–step calculations using defined inputs at each step to produce a useful output. Bioinformatics: Discipline used to gather, store, and evaluate biological data, such as gene sequences, using computer systems. Deoxyribonucleic acid (DNA): A form of nucleic acid that consists of a sequence of specific biological chemicals (nucleotides) which carry genetic information. Gene: Specific nucleic acid sequence associated with a unique function in the body such as production of a specific protein. Gene expression: The two–step process by which cells generate messenger RNA m(RNA) from a DNA template (transcription), then generate a protein from the mRNA template (translation). Hybridization: Forming a double–stranded DNA or RNA molecule by combining two complementary single strands, usually to identify a genetic mutation. Next–generation sequencing (NGS): A general term for a number of different modern DNA and RNA sequencing technologies that are quicker and cheaper than the previous methods; also known as high–throughput sequencing. Ribonucleic acid (RNA): One of the essential building blocks of life, along with deoxyribonucleic acid (DNA) and proteins; RNA acts as a messenger (mRNA), carrying genetic information from DNA to proteins, helps regulate cellular processes, and, like enzymes, can speed up chemical reactions; RNA, rather than DNA, carries genetic information in some important viruses. Transcription: Generation of complementary mRNA sequence from a DNA template. Tips Use this code only for the appropriate proprietary test; report one unit of this code for a single specimen analyzed on a single date of service. Some payers may pay separately for collecting the specimen. Additional Info “U” codes are included in the CPT® code set to identify specific proprietary laboratory analyses (PLA) tests. PLA codes take precedence over the usual 80000 series codes for laboratory/pathology. Use this code only for the above–described test; do not report this test using any other CPT® code. PLA code descriptors follow existing code conventions when possible, and lab techniques used include multianalyte assays with algorithmic analyses (MAAA) and genomic sequencing procedures (GSP), among others. Read Less | Range Specific Guideline Proprietary laboratory analyses (PLA) codes describe proprietary clinical laboratory analyses and can be either provided by a single ("sole-source") laboratory or licensed or marketed to multiple providing laboratories (eg, cleared or approved by the Food and Drug Administration [FDA]). This subsection includes advanced diagnostic laboratory tests (ADLTs) and clinical diagnostic laboratory tests (CDLTs), as defined under the Protecting Access to Medicare Act (PAMA) of 2014. These analyses may include a range of medical laboratory tests including, but not limited to, multianalyte assays with algorithmic analyses (MAAA) and genomic sequencing procedures (GSP). The descriptor nomenclature follows, where possible, existing code conventions (eg, MAAA, GSP). Unless specifically noted, even though the Proprietary Laboratory Analyses section of the code set is located at the end of the Pathology and Laboratory section of the code set, a PLA code does not fulfill Category I code criteria. PLA codes are not required to fulfill the Category I criteria. The standards for inclusion in the PLA section are: The test must be commercially available in the United States for use on human specimens and The clinical laboratory or manufacturer that offers the test must request the code. For similar laboratory analyses that fulfill Category I criteria, see codes listed in the numeric 80000 series. When a PLA code is available to report a given proprietary laboratory service, that PLA code takes precedence. The service should not be reported with any other CPT® code(s) and other CPT® code(s) should not be used to report services that may be reported with that specific PLA code. These codes encompass all analytical services required for the analysis (eg, cell lysis, nucleic acid stabilization, extraction, digestion, amplification, hybridization and detection). For molecular analyses, additional procedures that are required prior to cell lysis (eg, microdissection [codes 88380 and 88381]) may be reported separately. Codes in this subsection are released on a quarterly basis to expedite dissemination for reporting. PLA codes will be published electronically on the AMA CPT® website (ama-assn.org/cpt-pla-codes), distributed via CPT® data files on a quarterly basis, and, at a minimum, made available in print annually in the CPT® codebook. See the Introduction section of the CPT® code set for a complete list of the dates of release and implementation. All codes that are included in this section are also included in Appendix O, with the procedure's proprietary name. In order to report a PLA code, the analysis performed must fulfill the code descriptor and must be the test represented by the proprietary name listed in Appendix O. In some instances, the descriptor language of PLA codes may be identical and the code may only be differentiated by the listed proprietary name in Appendix O. When more than one PLA has an identical descriptor, the codes will be denoted by the symbol "â™“." All PLA tests will have assigned codes in the PLA section of the code set. Any PLA coded test(s) that satisfies Category I criteria and has been accepted by the CPT® Editorial Panel will be designated by the addition of the symbol "^" to the existing PLA code and will remain in the PLA section of the code set. If a proprietary test has already been accepted for a Category I code and a code has not been published, subsequent application for a PLA code will take precedence. The code will only be placed in the PLA section. The accuracy of a PLA code is to be maintained by the original applicant, or the current owner of the test kit or laboratory performing the proprietary test. A new PLA code is required when: 1. Additional nucleic acid (DNA or RNA) and/or protein analysis(es) are added to the current PLA test, or 2. The name of the PLA test has changed in association with changes in test performance or test characteristics. The addition or modification of the therapeutic applications of the test require submission of a code change application, but it may not require a new code number. | 0001U-0599U | https://www.aapc.com/codes/cpt-codes/0294U | 2025-10-27T17:59:19.082978Z
0295U | Oncology (breast ductal carcinoma in situ), protein expression profiling by immunohistochemistry of 7 proteins (COX2, FOXA1, HER2, Ki-67, p16, PR, SIAH2), with 4 clinicopathologic factors (size, age, margin status, palpability), utilizing formalin-fixed paraffin-embedded (FFPE) tissue, algorithm reported as a recurrence risk score | This is a Proprietary Laboratory Analyses (PLA) code, meaning that the code describes only one unique lab test made by a specific manufacturer or performed by a specific lab. Code 0295U describes DCISionRT®, PreludeDX™ from Prelude Corporation. The test involves immunohistochemistry (IHC) staining of formalin–fixed paraffin–embedded (FFPE) ductal carcinoma in situ (DCIS) breast tissue for seven protein biomarkers listed in the code descriptor. The test couples the IHC findings with four clinical/pathologic factors listed in the code descriptor for an algorithmic analysis to report a risk score for breast cancer recurrence and guide decision for radiation therapy. Explanation Using a formalin–fixed paraffin–embedded (FFPE) breast tissue specimen from a patient’s breast conserving surgery (BCS) for ductal carcinoma in situ (DCIS), the lab analyst performs immunohistochemistry (IHC) analysis for seven protein biomarkers: COX2, FOXA1, HER2, Ki–67, p16, PR, and SIAH2. Combining the IHC findings with four clinical and pathological findings (patient age, tumor size, palpability, and margin status), the test uses an algorithmic analysis to determine a 10–year breast cancer recurrence risk score. The score is designated a decision score (DS) on a scale of 0 to 10, with a higher score indicating higher risk. Clinicians may order this test for patients who have undergone BCS for DCIS to help inform the decision for adjuvant radiation therapy to minimize the risk of recurrence. Terminology Adjuvant therapy: Treatment provided in addition to primary therapy; in cases of cancer, adjuvant therapy usually refers to chemotherapy or radiotherapy or both following surgery to remove the cancer. Algorithm: A specific set of step–by–step calculations using defined inputs at each step to produce a useful output. Carcinoma in situ: Localized abnormal cells, known as stage 0 disease, which have not yet spread to other areas but are capable of developing into cancer, multiplying, and spreading (metastasizing) to other tissues or areas of the body. Formalin: Diluted formaldehyde used to preserve biologic tissue for laboratory analysis. Immunohistochemistry: A biochemical test that uses an antibody/antigen reaction to detect and possibly quantify a specific substance present in the specimen, such as blood; also called immunoassay. Tips Use this code only for the appropriate proprietary test; report one unit of this code for a single specimen analyzed on a single date of service. Additional Info “U” codes are included in the CPT® code set to identify specific proprietary laboratory analyses (PLA) tests. PLA codes take precedence over the usual 80000 series codes for laboratory/pathology. Use this code only for the above–described test; do not report this test using any other CPT® code. PLA code descriptors follow existing code conventions when possible, and lab techniques used include multianalyte assays with algorithmic analyses (MAAA) and genomic sequencing procedures (GSP), among others. Read Less | Range Specific Guideline Proprietary laboratory analyses (PLA) codes describe proprietary clinical laboratory analyses and can be either provided by a single ("sole-source") laboratory or licensed or marketed to multiple providing laboratories (eg, cleared or approved by the Food and Drug Administration [FDA]). This subsection includes advanced diagnostic laboratory tests (ADLTs) and clinical diagnostic laboratory tests (CDLTs), as defined under the Protecting Access to Medicare Act (PAMA) of 2014. These analyses may include a range of medical laboratory tests including, but not limited to, multianalyte assays with algorithmic analyses (MAAA) and genomic sequencing procedures (GSP). The descriptor nomenclature follows, where possible, existing code conventions (eg, MAAA, GSP). Unless specifically noted, even though the Proprietary Laboratory Analyses section of the code set is located at the end of the Pathology and Laboratory section of the code set, a PLA code does not fulfill Category I code criteria. PLA codes are not required to fulfill the Category I criteria. The standards for inclusion in the PLA section are: The test must be commercially available in the United States for use on human specimens and The clinical laboratory or manufacturer that offers the test must request the code. For similar laboratory analyses that fulfill Category I criteria, see codes listed in the numeric 80000 series. When a PLA code is available to report a given proprietary laboratory service, that PLA code takes precedence. The service should not be reported with any other CPT® code(s) and other CPT® code(s) should not be used to report services that may be reported with that specific PLA code. These codes encompass all analytical services required for the analysis (eg, cell lysis, nucleic acid stabilization, extraction, digestion, amplification, hybridization and detection). For molecular analyses, additional procedures that are required prior to cell lysis (eg, microdissection [codes 88380 and 88381]) may be reported separately. Codes in this subsection are released on a quarterly basis to expedite dissemination for reporting. PLA codes will be published electronically on the AMA CPT® website (ama-assn.org/cpt-pla-codes), distributed via CPT® data files on a quarterly basis, and, at a minimum, made available in print annually in the CPT® codebook. See the Introduction section of the CPT® code set for a complete list of the dates of release and implementation. All codes that are included in this section are also included in Appendix O, with the procedure's proprietary name. In order to report a PLA code, the analysis performed must fulfill the code descriptor and must be the test represented by the proprietary name listed in Appendix O. In some instances, the descriptor language of PLA codes may be identical and the code may only be differentiated by the listed proprietary name in Appendix O. When more than one PLA has an identical descriptor, the codes will be denoted by the symbol "â™“." All PLA tests will have assigned codes in the PLA section of the code set. Any PLA coded test(s) that satisfies Category I criteria and has been accepted by the CPT® Editorial Panel will be designated by the addition of the symbol "^" to the existing PLA code and will remain in the PLA section of the code set. If a proprietary test has already been accepted for a Category I code and a code has not been published, subsequent application for a PLA code will take precedence. The code will only be placed in the PLA section. The accuracy of a PLA code is to be maintained by the original applicant, or the current owner of the test kit or laboratory performing the proprietary test. A new PLA code is required when: 1. Additional nucleic acid (DNA or RNA) and/or protein analysis(es) are added to the current PLA test, or 2. The name of the PLA test has changed in association with changes in test performance or test characteristics. The addition or modification of the therapeutic applications of the test require submission of a code change application, but it may not require a new code number. | 0001U-0599U | https://www.aapc.com/codes/cpt-codes/0295U | 2025-10-27T17:59:37.002572Z
0296U | Oncology (oral and/or oropharyngeal cancer), gene expression profiling by RNA sequencing of at least 20 molecular features (eg, human and/or microbial mRNA), saliva, algorithm reported as positive or negative for signature associated with malignancy | This is a Proprietary Laboratory Analyses (PLA) code, meaning that the code describes only one unique lab test made by a specific manufacturer or performed by a specific lab. Code 0296U describes mRNA CancerDetect from Viome Life Sciences Inc. The test involves using next–generation sequencing (NGS) for RNA sequencing of human and microbial markers in a saliva specimen with an algorithmic analysis to report the findings as positive or negative for oral or throat (oropharyngeal) cancer. Explanation The lab analyst processes a saliva specimen using next–generation sequencing (NGS) to examine messenger RNA (mRNA) sequences that indicate expression (activity) of specific genes from patient cells as well as specific microorganisms such as Fusobacterium, Prevotella, and Prophyromonas that are associated with tumor formation. Using an algorithmic analysis of the findings, the test includes a report of positive or negative for the presence of oral squamous cell carcinoma or oropharyngeal cancer. Clinicians may order this test as a non–invasive liquid biopsy for early detection of oral or throat cancer, which are otherwise not likely to be identified until the cancer is advanced. Terminology Algorithm: A specific set of step–by–step calculations using defined inputs at each step to produce a useful output. Gene expression: The two–step process by which cells generate messenger RNA (mRNA) from a DNA template (transcription), then generate a protein from the mRNA template (translation). Next–generation sequencing (NGS): A general term for a number of different modern DNA and RNA sequencing technologies that are quicker and cheaper than the previous methods; also known as high–throughput sequencing. Ribonucleic acid (RNA): One of the essential building blocks of life, along with deoxyribonucleic acid (DNA) and proteins; RNA acts as a messenger (mRNA), carrying genetic information from DNA to proteins, helps regulate cellular processes, and, like enzymes, can speed up chemical reactions; RNA, rather than DNA, carries genetic information in some important viruses. Squamous cell carcinoma: Cancer that arises from uncontrolled multiplication of malignant cells deriving from epithelium or showing particular cytology of squamous cell differentiation; one of the most common cancers and frequently forms in large number of body tissues and organs, including the skin, lips, mouth, esophagus, prostate, lung, vagina, and cervix. Tips Use this code only for the appropriate proprietary test; report one unit of this code for a single specimen analyzed on a single date of service. Additional Info “U” codes are included in the CPT® code set to identify specific proprietary laboratory analyses (PLA) tests. PLA codes take precedence over the usual 80000 series codes for laboratory/pathology. Use this code only for the above–described test; do not report this test using any other CPT® code. PLA code descriptors follow existing code conventions when possible, and lab techniques used include multianalyte assays with algorithmic analyses (MAAA) and genomic sequencing procedures (GSP), among others. Read Less | Range Specific Guideline Proprietary laboratory analyses (PLA) codes describe proprietary clinical laboratory analyses and can be either provided by a single ("sole-source") laboratory or licensed or marketed to multiple providing laboratories (eg, cleared or approved by the Food and Drug Administration [FDA]). This subsection includes advanced diagnostic laboratory tests (ADLTs) and clinical diagnostic laboratory tests (CDLTs), as defined under the Protecting Access to Medicare Act (PAMA) of 2014. These analyses may include a range of medical laboratory tests including, but not limited to, multianalyte assays with algorithmic analyses (MAAA) and genomic sequencing procedures (GSP). The descriptor nomenclature follows, where possible, existing code conventions (eg, MAAA, GSP). Unless specifically noted, even though the Proprietary Laboratory Analyses section of the code set is located at the end of the Pathology and Laboratory section of the code set, a PLA code does not fulfill Category I code criteria. PLA codes are not required to fulfill the Category I criteria. The standards for inclusion in the PLA section are: The test must be commercially available in the United States for use on human specimens and The clinical laboratory or manufacturer that offers the test must request the code. For similar laboratory analyses that fulfill Category I criteria, see codes listed in the numeric 80000 series. When a PLA code is available to report a given proprietary laboratory service, that PLA code takes precedence. The service should not be reported with any other CPT® code(s) and other CPT® code(s) should not be used to report services that may be reported with that specific PLA code. These codes encompass all analytical services required for the analysis (eg, cell lysis, nucleic acid stabilization, extraction, digestion, amplification, hybridization and detection). For molecular analyses, additional procedures that are required prior to cell lysis (eg, microdissection [codes 88380 and 88381]) may be reported separately. Codes in this subsection are released on a quarterly basis to expedite dissemination for reporting. PLA codes will be published electronically on the AMA CPT® website (ama-assn.org/cpt-pla-codes), distributed via CPT® data files on a quarterly basis, and, at a minimum, made available in print annually in the CPT® codebook. See the Introduction section of the CPT® code set for a complete list of the dates of release and implementation. All codes that are included in this section are also included in Appendix O, with the procedure's proprietary name. In order to report a PLA code, the analysis performed must fulfill the code descriptor and must be the test represented by the proprietary name listed in Appendix O. In some instances, the descriptor language of PLA codes may be identical and the code may only be differentiated by the listed proprietary name in Appendix O. When more than one PLA has an identical descriptor, the codes will be denoted by the symbol "â™“." All PLA tests will have assigned codes in the PLA section of the code set. Any PLA coded test(s) that satisfies Category I criteria and has been accepted by the CPT® Editorial Panel will be designated by the addition of the symbol "^" to the existing PLA code and will remain in the PLA section of the code set. If a proprietary test has already been accepted for a Category I code and a code has not been published, subsequent application for a PLA code will take precedence. The code will only be placed in the PLA section. The accuracy of a PLA code is to be maintained by the original applicant, or the current owner of the test kit or laboratory performing the proprietary test. A new PLA code is required when: 1. Additional nucleic acid (DNA or RNA) and/or protein analysis(es) are added to the current PLA test, or 2. The name of the PLA test has changed in association with changes in test performance or test characteristics. The addition or modification of the therapeutic applications of the test require submission of a code change application, but it may not require a new code number. | 0001U-0599U | https://www.aapc.com/codes/cpt-codes/0296U | 2025-10-27T17:59:55.301223Z
0297U | Oncology (pan tumor), whole genome sequencing of paired malignant and normal DNA specimens, fresh or formalin-fixed paraffin-embedded (FFPE) tissue, blood or bone marrow, comparative sequence analyses and variant identification | This is a Proprietary Laboratory Analyses (PLA) code, meaning that the code applies to only one unique lab test made by a specific manufacturer or performed by a specific lab. Report 0297U only for Praxis Somatic Whole Genome Sequencing from Praxis Genomics LLC. The test evaluates paired normal and malignant (tumor) specimens from the patient, such as blood, bone marrow, or fresh or formalin–fixed paraffin–embedded (FFPE) tissue. The test uses next–generation sequencing (NGS) of the whole genome to aid in the diagnosis of somatic changes associated with various types of cancer. Explanation The lab analyst performs whole genome DNA sequence analysis using paired normal and malignant (tumor) patient specimens such as blood, bone marrow, and fresh or formalin–fixed paraffin–embedded (FFPE) tissue to detect genetic variation between the patient’s normal tissue and the malignant (tumor) tissue associated with various types of cancer. The test uses next–generation sequencing (NGS) to identify DNA sequence changes, such as single nucleotide variants (SNVs) and copy number variants (CNVs) such as insertions and deletions (indels), between the normal and tumor (somatic) tissue. NGS uses an automated instrument that can simultaneously determine the order of DNA or RNA nucleotides in many genes and uses bioinformatics to interpret the results. Clinicians may order this test to aid in diagnosis and treatment of patients with various forms of cancer. Terminology Bioinformatics: Discipline used to gather, store, and evaluate biological data, such as gene sequences, using computer systems. Deoxyribonucleic acid (DNA): A form of nucleic acid that consists of a sequence of specific biological chemicals (nucleotides) which carry genetic information. Duplication and/or deletion: Increase and/or decrease in the normal copy number, which is two copies of a gene sequence. Formalin: Diluted formaldehyde used to preserve biologic tissue for laboratory analysis. Gene: Specific nucleic acid sequence associated with a unique function in the body such as production of a specific protein. Genome: The entire genetic material of an organism, which means the entire DNA sequence. Next–generation sequencing (NGS): A general term for a number of different modern DNA and RNA sequencing technologies that are quicker and cheaper than the previous methods; also known as high–throughput sequencing. Nucleotide: A compound or organic molecule that forms the basic structural unit of nucleic acids, such as deoxyribonucleic acid (DNA). Somatic mutation: Acquired, not inherited, point mutations and small insertions and deletions occurring in cancer cells. Variant: A gene that differs from the usual nucleic acid sequence due to events such as nucleotide deletions or insertions or substitutions; may cause conditions such as genetic disorders or cancer. Tips Use this code only for the appropriate proprietary test; report one unit of this code for the matched normal and malignant specimen analyzed on a single date of service. Make sure to distinguish similar codes 0297U–0300U. Some payers may pay separately for collecting the specimen. Additional Info “U” codes are included in the CPT® code set to identify specific proprietary laboratory analyses (PLA) tests. PLA codes take precedence over the usual 80000 series codes for laboratory/pathology. Use this code only for the above–described test; do not report this test using any other CPT® code. PLA code descriptors follow existing code conventions when possible, and lab techniques used include multianalyte assays with algorithmic analyses (MAAA) and genomic sequencing procedures (GSP), among others. Read Less | Range Specific Guideline Proprietary laboratory analyses (PLA) codes describe proprietary clinical laboratory analyses and can be either provided by a single ("sole-source") laboratory or licensed or marketed to multiple providing laboratories (eg, cleared or approved by the Food and Drug Administration [FDA]). This subsection includes advanced diagnostic laboratory tests (ADLTs) and clinical diagnostic laboratory tests (CDLTs), as defined under the Protecting Access to Medicare Act (PAMA) of 2014. These analyses may include a range of medical laboratory tests including, but not limited to, multianalyte assays with algorithmic analyses (MAAA) and genomic sequencing procedures (GSP). The descriptor nomenclature follows, where possible, existing code conventions (eg, MAAA, GSP). Unless specifically noted, even though the Proprietary Laboratory Analyses section of the code set is located at the end of the Pathology and Laboratory section of the code set, a PLA code does not fulfill Category I code criteria. PLA codes are not required to fulfill the Category I criteria. The standards for inclusion in the PLA section are: The test must be commercially available in the United States for use on human specimens and The clinical laboratory or manufacturer that offers the test must request the code. For similar laboratory analyses that fulfill Category I criteria, see codes listed in the numeric 80000 series. When a PLA code is available to report a given proprietary laboratory service, that PLA code takes precedence. The service should not be reported with any other CPT® code(s) and other CPT® code(s) should not be used to report services that may be reported with that specific PLA code. These codes encompass all analytical services required for the analysis (eg, cell lysis, nucleic acid stabilization, extraction, digestion, amplification, hybridization and detection). For molecular analyses, additional procedures that are required prior to cell lysis (eg, microdissection [codes 88380 and 88381]) may be reported separately. Codes in this subsection are released on a quarterly basis to expedite dissemination for reporting. PLA codes will be published electronically on the AMA CPT® website (ama-assn.org/cpt-pla-codes), distributed via CPT® data files on a quarterly basis, and, at a minimum, made available in print annually in the CPT® codebook. See the Introduction section of the CPT® code set for a complete list of the dates of release and implementation. All codes that are included in this section are also included in Appendix O, with the procedure's proprietary name. In order to report a PLA code, the analysis performed must fulfill the code descriptor and must be the test represented by the proprietary name listed in Appendix O. In some instances, the descriptor language of PLA codes may be identical and the code may only be differentiated by the listed proprietary name in Appendix O. When more than one PLA has an identical descriptor, the codes will be denoted by the symbol "â™“." All PLA tests will have assigned codes in the PLA section of the code set. Any PLA coded test(s) that satisfies Category I criteria and has been accepted by the CPT® Editorial Panel will be designated by the addition of the symbol "^" to the existing PLA code and will remain in the PLA section of the code set. If a proprietary test has already been accepted for a Category I code and a code has not been published, subsequent application for a PLA code will take precedence. The code will only be placed in the PLA section. The accuracy of a PLA code is to be maintained by the original applicant, or the current owner of the test kit or laboratory performing the proprietary test. A new PLA code is required when: 1. Additional nucleic acid (DNA or RNA) and/or protein analysis(es) are added to the current PLA test, or 2. The name of the PLA test has changed in association with changes in test performance or test characteristics. The addition or modification of the therapeutic applications of the test require submission of a code change application, but it may not require a new code number. | 0001U-0599U | https://www.aapc.com/codes/cpt-codes/0297U | 2025-10-27T18:00:12.902307Z
0298U | Oncology (pan tumor), whole transcriptome sequencing of paired malignant and normal RNA specimens, fresh or formalin-fixed paraffin-embedded (FFPE) tissue, blood or bone marrow, comparative sequence analyses and expression level and chimeric transcript identification | This is a Proprietary Laboratory Analyses (PLA) code, meaning that the code applies to only one unique lab test made by a specific manufacturer or performed by a specific lab. Report 0298U only for Praxis Somatic Transcriptome from Praxis Genomics LLC. The test evaluates paired normal and malignant (tumor) specimens from the patient, such as blood, bone marrow, or fresh or formalin–fixed paraffin–embedded (FFPE) tissue. The test assesses gene expression (activity) changes related to previously identified DNA mutations to gauge the functional impact of the genetic changes in the malignant specimen. Explanation The lab analyst performs transcriptome analysis using paired normal and malignant (tumor) patient specimens such as blood, bone marrow, and fresh or formalin–fixed paraffin–embedded (FFPE) tissue. Based on results from prior optical genome mapping (OGM) and/or next–generation sequencing (NGS) analysis that identified DNA mutations associated with the patient’s cancer, the test uses NGS to analyze messenger RNA (mRNA), called the transcriptome, which is the first step of gene expression. NGS uses an automated instrument that can simultaneously determine the order of DNA or RNA nucleotides in many genes and uses bioinformatics to interpret the results. Different cell types generate a different transcriptome even though each cell contains the entire genome. This test notes gene expression changes for the malignant specimen that could impact diagnosis and treatment of different types of cancer. Clinicians may order this test to aid in diagnosis and treatment of cancer patients based on the functional impact of certain identified somatic mutations in the specimen. Terminology Bioinformatics: Discipline used to gather, store, and evaluate biological data, such as gene sequences, using computer systems. Deoxyribonucleic acid (DNA): A form of nucleic acid that consists of a sequence of specific biological chemicals (nucleotides) which carry genetic information. Formalin: Diluted formaldehyde used to preserve biologic tissue for laboratory analysis. Gene: Specific nucleic acid sequence associated with a unique function in the body such as production of a specific protein. Gene expression: The two–step process by which cells generate messenger RNA m(RNA) from a DNA template (transcription), then generate a protein from the mRNA template (translation). Mutation: An alteration in a deoxyribonucleic acid (DNA) sequence that may lead to pathologic changes in the organism. Next–generation sequencing (NGS): A general term for a number of different modern DNA and RNA sequencing technologies that are quicker and cheaper than the previous methods; also known as high–throughput sequencing. Ribonucleic acid (RNA): One of the essential building blocks of life, along with deoxyribonucleic acid (DNA) and proteins; RNA acts as a messenger (mRNA), carrying genetic information from DNA to proteins, helps regulate cellular processes, and, like enzymes, can speed up chemical reactions; RNA, rather than DNA, carries genetic information in some important viruses. Somatic mutation: Acquired, not inherited, point mutations and small insertions and deletions occurring in cancer cells. Transcription: Generation of complementary mRNA sequence from a DNA template. Transcriptome: The collection of messenger RNA (mRNA) expressed by an organism, or by a particular type of cell or tissue. Variant: A gene that differs from the usual nucleic acid sequence due to events such as nucleotide deletions or insertions or substitutions; may cause conditions such as genetic disorders or cancer. Tips Use this code only for the appropriate proprietary test; report one unit of this code for a single specimen analyzed on a single date of service. Make sure to distinguish similar codes 0297U–0300U. Some payers may pay separately for collecting the specimen. Additional Info “U” codes are included in the CPT® code set to identify specific proprietary laboratory analyses (PLA) tests. PLA codes take precedence over the usual 80000 series codes for laboratory/pathology. Use this code only for the above–described test; do not report this test using any other CPT® code. PLA code descriptors follow existing code conventions when possible, and lab techniques used include multianalyte assays with algorithmic analyses (MAAA) and genomic sequencing procedures (GSP), among others. Read Less | Range Specific Guideline Proprietary laboratory analyses (PLA) codes describe proprietary clinical laboratory analyses and can be either provided by a single ("sole-source") laboratory or licensed or marketed to multiple providing laboratories (eg, cleared or approved by the Food and Drug Administration [FDA]). This subsection includes advanced diagnostic laboratory tests (ADLTs) and clinical diagnostic laboratory tests (CDLTs), as defined under the Protecting Access to Medicare Act (PAMA) of 2014. These analyses may include a range of medical laboratory tests including, but not limited to, multianalyte assays with algorithmic analyses (MAAA) and genomic sequencing procedures (GSP). The descriptor nomenclature follows, where possible, existing code conventions (eg, MAAA, GSP). Unless specifically noted, even though the Proprietary Laboratory Analyses section of the code set is located at the end of the Pathology and Laboratory section of the code set, a PLA code does not fulfill Category I code criteria. PLA codes are not required to fulfill the Category I criteria. The standards for inclusion in the PLA section are: The test must be commercially available in the United States for use on human specimens and The clinical laboratory or manufacturer that offers the test must request the code. For similar laboratory analyses that fulfill Category I criteria, see codes listed in the numeric 80000 series. When a PLA code is available to report a given proprietary laboratory service, that PLA code takes precedence. The service should not be reported with any other CPT® code(s) and other CPT® code(s) should not be used to report services that may be reported with that specific PLA code. These codes encompass all analytical services required for the analysis (eg, cell lysis, nucleic acid stabilization, extraction, digestion, amplification, hybridization and detection). For molecular analyses, additional procedures that are required prior to cell lysis (eg, microdissection [codes 88380 and 88381]) may be reported separately. Codes in this subsection are released on a quarterly basis to expedite dissemination for reporting. PLA codes will be published electronically on the AMA CPT® website (ama-assn.org/cpt-pla-codes), distributed via CPT® data files on a quarterly basis, and, at a minimum, made available in print annually in the CPT® codebook. See the Introduction section of the CPT® code set for a complete list of the dates of release and implementation. All codes that are included in this section are also included in Appendix O, with the procedure's proprietary name. In order to report a PLA code, the analysis performed must fulfill the code descriptor and must be the test represented by the proprietary name listed in Appendix O. In some instances, the descriptor language of PLA codes may be identical and the code may only be differentiated by the listed proprietary name in Appendix O. When more than one PLA has an identical descriptor, the codes will be denoted by the symbol "â™“." All PLA tests will have assigned codes in the PLA section of the code set. Any PLA coded test(s) that satisfies Category I criteria and has been accepted by the CPT® Editorial Panel will be designated by the addition of the symbol "^" to the existing PLA code and will remain in the PLA section of the code set. If a proprietary test has already been accepted for a Category I code and a code has not been published, subsequent application for a PLA code will take precedence. The code will only be placed in the PLA section. The accuracy of a PLA code is to be maintained by the original applicant, or the current owner of the test kit or laboratory performing the proprietary test. A new PLA code is required when: 1. Additional nucleic acid (DNA or RNA) and/or protein analysis(es) are added to the current PLA test, or 2. The name of the PLA test has changed in association with changes in test performance or test characteristics. The addition or modification of the therapeutic applications of the test require submission of a code change application, but it may not require a new code number. | 0001U-0599U | https://www.aapc.com/codes/cpt-codes/0298U | 2025-10-27T18:00:30.588232Z
0299U | Oncology (pan tumor), whole genome optical genome mapping of paired malignant and normal DNA specimens, fresh frozen tissue, blood, or bone marrow, comparative structural variant identification | This is a Proprietary Laboratory Analyses (PLA) code, meaning that the code applies to only one unique lab test made by a specific manufacturer or performed by a specific lab. Report 0299U only for Praxis Somatic Optical Genome Mapping from Praxis Genomics LLC. The test evaluates paired normal and malignant (tumor) specimens from the patient such as blood, bone marrow, or frozen tissue. The test uses optical genome mapping (OGM) to compare large segments of DNA from the normal and malignant specimens to identify structural changes such as chromosomal rearrangement and repetitive or rearranged DNA regions that could be associated with the patient’s cancer. Explanation The lab analyst performs optical genomic mapping (OGM) using the Saphyr® System from Bionano Genomics Inc. The method compares DNA from paired normal and malignant (tumor) specimens from the patient such as blood, bone marrow, or frozen tissue, specifically evaluating large–scale structural changes in DNA, such as large repeated, translocated, inverted, or deleted DNA sequences or rearrangement of chromosome segments. The method creates a unique “barcode” for large, fluorescently marked DNA segments, and then uses overlapping regions of the segments to create a genome–wide barcode, which is effectively an image of the genome. By comparing the normal– and malignant–specimen barcodes, the method allows optical evaluation of large structural changes in the genome. Clinicians may order this test to aid in identifying large structural cytogenetic variants that could be associated with the patient’s cancer. Terminology Chromosome: Found in the nucleus of cells, a chromosome is a DNA molecule that appears as a threadlike structure, especially during cell division; the chromosomes that determine the sex of an individual are called sex chromosomes; males have one Y and one X chromosome, while females have two X chromosomes. Cytogenetics: Genetic studies related to structural variation of chromosomes. Duplication and/or deletion: Increase and/or decrease in the normal copy number, which is two copies of a gene sequence. Deoxyribonucleic acid (DNA): A form of nucleic acid that consists of a sequence of specific biological chemicals (nucleotides) which carry genetic information. Rearrangement: Alteration in gene sequence due to breakage and reattachment. Somatic mutation: Acquired, not inherited, point mutations and small insertions and deletions occurring in cancer cells. Translocation: The process or genetic abnormality that occurs when disparate portions of one or more chromosomes become attached and create a hybrid segment, known as a fusion gene, inserted in one or both of the broken chromosomes. Variant: A gene that differs from the usual nucleic acid sequence due to events such as nucleotide deletions or insertions or substitutions; may cause conditions such as genetic disorders or cancer. Tips Use this code only for the appropriate proprietary test; report one unit of this code for the matched normal and malignant specimen analyzed on a single date of service. Make sure to distinguish similar codes 0297U–0300U. Some payers may pay separately for collecting the specimen. Additional Info “U” codes are included in the CPT® code set to identify specific proprietary laboratory analyses (PLA) tests. PLA codes take precedence over the usual 80000 series codes for laboratory/pathology. Use this code only for the above–described test; do not report this test using any other CPT® code. PLA code descriptors follow existing code conventions when possible, and lab techniques used include multianalyte assays with algorithmic analyses (MAAA) and genomic sequencing procedures (GSP), among others. Read Less | Range Specific Guideline Proprietary laboratory analyses (PLA) codes describe proprietary clinical laboratory analyses and can be either provided by a single ("sole-source") laboratory or licensed or marketed to multiple providing laboratories (eg, cleared or approved by the Food and Drug Administration [FDA]). This subsection includes advanced diagnostic laboratory tests (ADLTs) and clinical diagnostic laboratory tests (CDLTs), as defined under the Protecting Access to Medicare Act (PAMA) of 2014. These analyses may include a range of medical laboratory tests including, but not limited to, multianalyte assays with algorithmic analyses (MAAA) and genomic sequencing procedures (GSP). The descriptor nomenclature follows, where possible, existing code conventions (eg, MAAA, GSP). Unless specifically noted, even though the Proprietary Laboratory Analyses section of the code set is located at the end of the Pathology and Laboratory section of the code set, a PLA code does not fulfill Category I code criteria. PLA codes are not required to fulfill the Category I criteria. The standards for inclusion in the PLA section are: The test must be commercially available in the United States for use on human specimens and The clinical laboratory or manufacturer that offers the test must request the code. For similar laboratory analyses that fulfill Category I criteria, see codes listed in the numeric 80000 series. When a PLA code is available to report a given proprietary laboratory service, that PLA code takes precedence. The service should not be reported with any other CPT® code(s) and other CPT® code(s) should not be used to report services that may be reported with that specific PLA code. These codes encompass all analytical services required for the analysis (eg, cell lysis, nucleic acid stabilization, extraction, digestion, amplification, hybridization and detection). For molecular analyses, additional procedures that are required prior to cell lysis (eg, microdissection [codes 88380 and 88381]) may be reported separately. Codes in this subsection are released on a quarterly basis to expedite dissemination for reporting. PLA codes will be published electronically on the AMA CPT® website (ama-assn.org/cpt-pla-codes), distributed via CPT® data files on a quarterly basis, and, at a minimum, made available in print annually in the CPT® codebook. See the Introduction section of the CPT® code set for a complete list of the dates of release and implementation. All codes that are included in this section are also included in Appendix O, with the procedure's proprietary name. In order to report a PLA code, the analysis performed must fulfill the code descriptor and must be the test represented by the proprietary name listed in Appendix O. In some instances, the descriptor language of PLA codes may be identical and the code may only be differentiated by the listed proprietary name in Appendix O. When more than one PLA has an identical descriptor, the codes will be denoted by the symbol "â™“." All PLA tests will have assigned codes in the PLA section of the code set. Any PLA coded test(s) that satisfies Category I criteria and has been accepted by the CPT® Editorial Panel will be designated by the addition of the symbol "^" to the existing PLA code and will remain in the PLA section of the code set. If a proprietary test has already been accepted for a Category I code and a code has not been published, subsequent application for a PLA code will take precedence. The code will only be placed in the PLA section. The accuracy of a PLA code is to be maintained by the original applicant, or the current owner of the test kit or laboratory performing the proprietary test. A new PLA code is required when: 1. Additional nucleic acid (DNA or RNA) and/or protein analysis(es) are added to the current PLA test, or 2. The name of the PLA test has changed in association with changes in test performance or test characteristics. The addition or modification of the therapeutic applications of the test require submission of a code change application, but it may not require a new code number. | 0001U-0599U | https://www.aapc.com/codes/cpt-codes/0299U | 2025-10-27T18:00:48.783863Z
0300U | Oncology (pan tumor), whole genome sequencing and optical genome mapping of paired malignant and normal DNA specimens, fresh tissue, blood, or bone marrow, comparative sequence analyses and variant identification | This is a Proprietary Laboratory Analyses (PLA) code, meaning that the code applies to only one unique lab test made by a specific manufacturer or performed by a specific lab. Report 0300U only for Praxis Somatic Combined Whole Genome Sequencing and Optical Genome Mapping from Praxis Genomics LLC. The test evaluates paired normal and malignant (tumor) specimens from the patient such as blood, bone marrow, or frozen tissue. The test uses next–generation sequencing (NGS) to sequence the whole genome, and optical genome mapping (OGM) to identify structural variants to aid in diagnosis and treatment of various types of cancer. Explanation The lab analyst uses a next–generation sequencing (NGS) platform to perform whole genome DNA sequence analysis on paired normal and malignant patient specimens such as blood, bone marrow, or frozen tissue to detect genetic variation between the patient’s normal tissue and the malignant (tumor) tissue associated with various types of cancer. NGS uses an automated instrument that can simultaneously determine the order of DNA or RNA nucleotides in many genes and uses bioinformatics to interpret the results. The lab analyst also performs optical genomic mapping (OGM) using the Saphyr® System from Bionano Genomics Inc. to evaluate the paired normal and malignant specimens for large scale changes in DNA, such as chromosomal structural changes. Clinicians may order this test to aid in diagnosis and treatment of patients with various forms of cancer. Using both technologies, NGS and OGM, allows clinicians to see both high–resolution DNA changes, such as single nucleotide variants (SNVs), and larger–scale structural changes such as chromosomal rearrangements. Terminology Chromosome: Found in the nucleus of cells, a chromosome is a DNA molecule that appears as a threadlike structure, especially during cell division; the chromosomes that determine the sex of an individual are called sex chromosomes; males have one Y and one X chromosome, while females have two X chromosomes. Deoxyribonucleic acid (DNA): A form of nucleic acid that consists of a sequence of specific biological chemicals (nucleotides) which carry genetic information. Gene: Specific nucleic acid sequence associated with a unique function in the body such as production of a specific protein. Next–generation sequencing (NGS): A general term for a number of different modern DNA and RNA sequencing technologies that are quicker and cheaper than the previous methods; also known as high–throughput sequencing. Rearrangement: Alteration in gene sequence due to breakage and reattachment. Somatic mutation: Acquired, not inherited, point mutations and small insertions and deletions occurring in cancer cells. Variant: A gene that differs from the usual nucleic acid sequence due to events such as nucleotide deletions or insertions or substitutions; may cause conditions such as genetic disorders or cancer. Tips Use this code only for the appropriate proprietary test; report one unit of this code for the matched normal and malignant specimen analyzed on a single date of service Make sure to distinguish similar codes 0297U–0300U. Some payers may pay separately for collecting the specimen. Additional Info “U” codes are included in the CPT® code set to identify specific proprietary laboratory analyses (PLA) tests. PLA codes take precedence over the usual 80000 series codes for laboratory/pathology. Use this code only for the above–described test; do not report this test using any other CPT® code. PLA code descriptors follow existing code conventions when possible, and lab techniques used include multianalyte assays with algorithmic analyses (MAAA) and genomic sequencing procedures (GSP), among others. Read Less | Range Specific Guideline Proprietary laboratory analyses (PLA) codes describe proprietary clinical laboratory analyses and can be either provided by a single ("sole-source") laboratory or licensed or marketed to multiple providing laboratories (eg, cleared or approved by the Food and Drug Administration [FDA]). This subsection includes advanced diagnostic laboratory tests (ADLTs) and clinical diagnostic laboratory tests (CDLTs), as defined under the Protecting Access to Medicare Act (PAMA) of 2014. These analyses may include a range of medical laboratory tests including, but not limited to, multianalyte assays with algorithmic analyses (MAAA) and genomic sequencing procedures (GSP). The descriptor nomenclature follows, where possible, existing code conventions (eg, MAAA, GSP). Unless specifically noted, even though the Proprietary Laboratory Analyses section of the code set is located at the end of the Pathology and Laboratory section of the code set, a PLA code does not fulfill Category I code criteria. PLA codes are not required to fulfill the Category I criteria. The standards for inclusion in the PLA section are: The test must be commercially available in the United States for use on human specimens and The clinical laboratory or manufacturer that offers the test must request the code. For similar laboratory analyses that fulfill Category I criteria, see codes listed in the numeric 80000 series. When a PLA code is available to report a given proprietary laboratory service, that PLA code takes precedence. The service should not be reported with any other CPT® code(s) and other CPT® code(s) should not be used to report services that may be reported with that specific PLA code. These codes encompass all analytical services required for the analysis (eg, cell lysis, nucleic acid stabilization, extraction, digestion, amplification, hybridization and detection). For molecular analyses, additional procedures that are required prior to cell lysis (eg, microdissection [codes 88380 and 88381]) may be reported separately. Codes in this subsection are released on a quarterly basis to expedite dissemination for reporting. PLA codes will be published electronically on the AMA CPT® website (ama-assn.org/cpt-pla-codes), distributed via CPT® data files on a quarterly basis, and, at a minimum, made available in print annually in the CPT® codebook. See the Introduction section of the CPT® code set for a complete list of the dates of release and implementation. All codes that are included in this section are also included in Appendix O, with the procedure's proprietary name. In order to report a PLA code, the analysis performed must fulfill the code descriptor and must be the test represented by the proprietary name listed in Appendix O. In some instances, the descriptor language of PLA codes may be identical and the code may only be differentiated by the listed proprietary name in Appendix O. When more than one PLA has an identical descriptor, the codes will be denoted by the symbol "â™“." All PLA tests will have assigned codes in the PLA section of the code set. Any PLA coded test(s) that satisfies Category I criteria and has been accepted by the CPT® Editorial Panel will be designated by the addition of the symbol "^" to the existing PLA code and will remain in the PLA section of the code set. If a proprietary test has already been accepted for a Category I code and a code has not been published, subsequent application for a PLA code will take precedence. The code will only be placed in the PLA section. The accuracy of a PLA code is to be maintained by the original applicant, or the current owner of the test kit or laboratory performing the proprietary test. A new PLA code is required when: 1. Additional nucleic acid (DNA or RNA) and/or protein analysis(es) are added to the current PLA test, or 2. The name of the PLA test has changed in association with changes in test performance or test characteristics. The addition or modification of the therapeutic applications of the test require submission of a code change application, but it may not require a new code number. | 0001U-0599U | https://www.aapc.com/codes/cpt-codes/0300U | 2025-10-27T18:01:06.516207Z
0301U | Infectious agent detection by nucleic acid (DNA or RNA), Bartonella henselae and Bartonella quintana, droplet digital PCR (ddPCR) | This is a Proprietary Laboratory Analyses (PLA) code, meaning that the code applies to only one unique lab test made by a specific manufacturer or performed by a specific lab. Report 0301U only for Bartonella ddPCR from Galaxy Diagnostics Inc. Using a specimen such as blood, the test uses a proprietary nucleic acid (DNA or RNA) detection method called droplet digital PCR (ddPCR) to determine the presence of infectious agents, Bartonella henselae and Bartonella quintana, that may cause conditions such as cat scratch disease or trench fever. Explanation The lab analyst processes the specimen from a direct source such as blood using droplet digital polymerase chain reaction (ddPCR) that divides the specimen into about 20,000 droplets, then carries out PCR on each droplet. Each PCR reaction massively increases the number of copies of a specific target nucleic acid sequence for Bartonella henselae, Bartonella quintana, and perhaps other Bartonella sp. The lab can detect the target sequences using a nucleic acid probe, which is a labeled single–strand sequence of DNA or RNA that can be visualized when it joins with the complementary sequence in the specimen through a process called hybridization. Performing PCR on a large number of individual droplets results in approximately a ten–fold increase in sensitivity, allowing the test to detect low levels of the organism and minimize false negative results. Clinicians may order this test to diagnose infection with Bartonella henselae or B. quintana that might be associated with cat scratch disease, characterized by regional lymph node swelling following a cat scratch, or trench fever, characterized by fever, eye pain and infection, and back and shin pain. Terminology Amplification: Making more copies of a desired gene for study by processes such as polymerase chain reaction (PCR) or transcription of DNA to RNA and reverse transcription from RNA to make an additional copy of the DNA. Deoxyribonucleic acid (DNA): A form of nucleic acid that consists of a sequence of specific biological chemicals (nucleotides) which carry genetic information. Hybridization: Forming a double–stranded DNA or RNA molecule by combining two complementary single strands, usually to identify a genetic mutation. Nucleic acid: A sequence of specific biological chemicals (nucleotides) that carry genetic information; known as deoxyribonucleic acid (DNA) or ribonucleic acid (RNA). Polymerase chain reaction (PCR): A rapid technique for making more copies (amplifying) of a DNA or RNA sequence used in the laboratory. Ribonucleic acid (RNA): One of the essential building blocks of life, along with deoxyribonucleic acid (DNA) and proteins; RNA acts as a messenger (mRNA), carrying genetic information from DNA to proteins, helps regulate cellular processes, and, like enzymes, can speed up chemical reactions; RNA, rather than DNA, carries genetic information in some important viruses. Tips Use this code only for the appropriate proprietary test; report one unit of this code for a single specimen analyzed on a single date of service. Some payers may pay separately for collecting the specimen. Distinguish this code from 87471 and 0302U. Additional Info “U” codes are included in the CPT® code set to identify specific proprietary laboratory analyses (PLA) tests. PLA codes take precedence over the usual 80000 series codes for laboratory/pathology. Use this code only for the above–described test; do not report this test using any other CPT® code. PLA code descriptors follow existing code conventions when possible, and lab techniques used include multianalyte assays with algorithmic analyses (MAAA) and genomic sequencing procedures (GSP), among others. Read Less | Range Specific Guideline Proprietary laboratory analyses (PLA) codes describe proprietary clinical laboratory analyses and can be either provided by a single ("sole-source") laboratory or licensed or marketed to multiple providing laboratories (eg, cleared or approved by the Food and Drug Administration [FDA]). This subsection includes advanced diagnostic laboratory tests (ADLTs) and clinical diagnostic laboratory tests (CDLTs), as defined under the Protecting Access to Medicare Act (PAMA) of 2014. These analyses may include a range of medical laboratory tests including, but not limited to, multianalyte assays with algorithmic analyses (MAAA) and genomic sequencing procedures (GSP). The descriptor nomenclature follows, where possible, existing code conventions (eg, MAAA, GSP). Unless specifically noted, even though the Proprietary Laboratory Analyses section of the code set is located at the end of the Pathology and Laboratory section of the code set, a PLA code does not fulfill Category I code criteria. PLA codes are not required to fulfill the Category I criteria. The standards for inclusion in the PLA section are: The test must be commercially available in the United States for use on human specimens and The clinical laboratory or manufacturer that offers the test must request the code. For similar laboratory analyses that fulfill Category I criteria, see codes listed in the numeric 80000 series. When a PLA code is available to report a given proprietary laboratory service, that PLA code takes precedence. The service should not be reported with any other CPT® code(s) and other CPT® code(s) should not be used to report services that may be reported with that specific PLA code. These codes encompass all analytical services required for the analysis (eg, cell lysis, nucleic acid stabilization, extraction, digestion, amplification, hybridization and detection). For molecular analyses, additional procedures that are required prior to cell lysis (eg, microdissection [codes 88380 and 88381]) may be reported separately. Codes in this subsection are released on a quarterly basis to expedite dissemination for reporting. PLA codes will be published electronically on the AMA CPT® website (ama-assn.org/cpt-pla-codes), distributed via CPT® data files on a quarterly basis, and, at a minimum, made available in print annually in the CPT® codebook. See the Introduction section of the CPT® code set for a complete list of the dates of release and implementation. All codes that are included in this section are also included in Appendix O, with the procedure's proprietary name. In order to report a PLA code, the analysis performed must fulfill the code descriptor and must be the test represented by the proprietary name listed in Appendix O. In some instances, the descriptor language of PLA codes may be identical and the code may only be differentiated by the listed proprietary name in Appendix O. When more than one PLA has an identical descriptor, the codes will be denoted by the symbol "â™“." All PLA tests will have assigned codes in the PLA section of the code set. Any PLA coded test(s) that satisfies Category I criteria and has been accepted by the CPT® Editorial Panel will be designated by the addition of the symbol "^" to the existing PLA code and will remain in the PLA section of the code set. If a proprietary test has already been accepted for a Category I code and a code has not been published, subsequent application for a PLA code will take precedence. The code will only be placed in the PLA section. The accuracy of a PLA code is to be maintained by the original applicant, or the current owner of the test kit or laboratory performing the proprietary test. A new PLA code is required when: 1. Additional nucleic acid (DNA or RNA) and/or protein analysis(es) are added to the current PLA test, or 2. The name of the PLA test has changed in association with changes in test performance or test characteristics. The addition or modification of the therapeutic applications of the test require submission of a code change application, but it may not require a new code number. | 0001U-0599U | https://www.aapc.com/codes/cpt-codes/0301U | 2025-10-27T18:01:24.604505Z
0302U | Infectious agent detection by nucleic acid (DNA or RNA), Bartonella henselae and Bartonella quintana, droplet digital PCR (ddPCR); following liquid enrichment | This is a Proprietary Laboratory Analyses (PLA) code, meaning that the code applies to only one unique lab test made by a specific manufacturer or performed by a specific lab. Report 0302U only for Bartonella Digital ePCR™, from Galaxy Diagnostics Inc., performed on an enriched specimen from a source such as blood. The test uses a proprietary enrichment step called BAPGM™ and a proprietary nucleic acid (DNA or RNA) detection method called droplet digital PCR (ddPCR) to determine the presence of infectious agents, Bartonella henselae and Bartonella quintana, which may cause conditions such as cat scratch disease or trench fever. Explanation The lab analyst processes the specimen from a direct source such as blood by first enriching the level of the infectious organism in the sample by culturing Bartonella on Bartonella Alphaproteobacteria growth medium (BAPGM™). The analyst then uses droplet digital polymerase chain reaction (ddPCR) that divides the specimen into about 20,000 droplets, then carries out PCR on each droplet. Each PCR reaction massively increases in the number of copies of a specific target nucleic acid sequence for Bartonella henselae, Bartonella quintana, and perhaps other Bartonella sp. The lab can detect the target sequences using a nucleic acid probe, which is a labeled single–strand sequence of DNA or RNA that can be visualized when it joins with the complementary sequence in the specimen through a process called hybridization. Performing the BAPGM™ enrichment step increases the number of organisms present in the specimen, and, combined with performing PCR on a large number of individual droplets, this test provides the highest level of sensitivity, allowing the test to detect low levels of the organism and minimize false negative results. Clinicians may order this test to diagnose infection with Bartonella henselae or B. quintana that might be associated with cat scratch disease, characterized by regional lymph node swelling following a cat scratch, or trench fever, characterized by fever, eye pain and infection, and back and shin pain. Terminology Amplification: Making more copies of a desired gene for study by processes such as polymerase chain reaction (PCR) or transcription of DNA to RNA and reverse transcription from RNA to make an additional copy of the DNA. Deoxyribonucleic acid (DNA): A form of nucleic acid that consists of a sequence of specific biological chemicals (nucleotides) which carry genetic information. Hybridization: Forming a double–stranded DNA or RNA molecule by combining two complementary single strands, usually to identify a genetic mutation. Nucleic acid: A sequence of specific biological chemicals (nucleotides) that carry genetic information; known as deoxyribonucleic acid (DNA) or ribonucleic acid (RNA). Polymerase chain reaction (PCR): A rapid technique for making more copies (amplifying) of a DNA or RNA sequence used in the laboratory. Ribonucleic acid (RNA): One of the essential building blocks of life, along with deoxyribonucleic acid (DNA) and proteins; RNA acts as a messenger (mRNA), carrying genetic information from DNA to proteins, helps regulate cellular processes, and, like enzymes, can speed up chemical reactions; RNA, rather than DNA, carries genetic information in some important viruses. Tips Use this code only for the appropriate proprietary test; report one unit of this code for a single specimen analyzed on a single date of service. Some payers may pay separately for collecting the specimen. Distinguish this code from 87471 and 0301U. Additional Info “U” codes are included in the CPT® code set to identify specific proprietary laboratory analyses (PLA) tests. PLA codes take precedence over the usual 80000 series codes for laboratory/pathology. Use this code only for the above–described test; do not report this test using any other CPT® code. PLA code descriptors follow existing code conventions when possible, and lab techniques used include multianalyte assays with algorithmic analyses (MAAA) and genomic sequencing procedures (GSP), among others. Read Less | Range Specific Guideline Proprietary laboratory analyses (PLA) codes describe proprietary clinical laboratory analyses and can be either provided by a single ("sole-source") laboratory or licensed or marketed to multiple providing laboratories (eg, cleared or approved by the Food and Drug Administration [FDA]). This subsection includes advanced diagnostic laboratory tests (ADLTs) and clinical diagnostic laboratory tests (CDLTs), as defined under the Protecting Access to Medicare Act (PAMA) of 2014. These analyses may include a range of medical laboratory tests including, but not limited to, multianalyte assays with algorithmic analyses (MAAA) and genomic sequencing procedures (GSP). The descriptor nomenclature follows, where possible, existing code conventions (eg, MAAA, GSP). Unless specifically noted, even though the Proprietary Laboratory Analyses section of the code set is located at the end of the Pathology and Laboratory section of the code set, a PLA code does not fulfill Category I code criteria. PLA codes are not required to fulfill the Category I criteria. The standards for inclusion in the PLA section are: The test must be commercially available in the United States for use on human specimens and The clinical laboratory or manufacturer that offers the test must request the code. For similar laboratory analyses that fulfill Category I criteria, see codes listed in the numeric 80000 series. When a PLA code is available to report a given proprietary laboratory service, that PLA code takes precedence. The service should not be reported with any other CPT® code(s) and other CPT® code(s) should not be used to report services that may be reported with that specific PLA code. These codes encompass all analytical services required for the analysis (eg, cell lysis, nucleic acid stabilization, extraction, digestion, amplification, hybridization and detection). For molecular analyses, additional procedures that are required prior to cell lysis (eg, microdissection [codes 88380 and 88381]) may be reported separately. Codes in this subsection are released on a quarterly basis to expedite dissemination for reporting. PLA codes will be published electronically on the AMA CPT® website (ama-assn.org/cpt-pla-codes), distributed via CPT® data files on a quarterly basis, and, at a minimum, made available in print annually in the CPT® codebook. See the Introduction section of the CPT® code set for a complete list of the dates of release and implementation. All codes that are included in this section are also included in Appendix O, with the procedure's proprietary name. In order to report a PLA code, the analysis performed must fulfill the code descriptor and must be the test represented by the proprietary name listed in Appendix O. In some instances, the descriptor language of PLA codes may be identical and the code may only be differentiated by the listed proprietary name in Appendix O. When more than one PLA has an identical descriptor, the codes will be denoted by the symbol "â™“." All PLA tests will have assigned codes in the PLA section of the code set. Any PLA coded test(s) that satisfies Category I criteria and has been accepted by the CPT® Editorial Panel will be designated by the addition of the symbol "^" to the existing PLA code and will remain in the PLA section of the code set. If a proprietary test has already been accepted for a Category I code and a code has not been published, subsequent application for a PLA code will take precedence. The code will only be placed in the PLA section. The accuracy of a PLA code is to be maintained by the original applicant, or the current owner of the test kit or laboratory performing the proprietary test. A new PLA code is required when: 1. Additional nucleic acid (DNA or RNA) and/or protein analysis(es) are added to the current PLA test, or 2. The name of the PLA test has changed in association with changes in test performance or test characteristics. The addition or modification of the therapeutic applications of the test require submission of a code change application, but it may not require a new code number. | 0001U-0599U | https://www.aapc.com/codes/cpt-codes/0302U | 2025-10-27T18:01:42.803836Z
0303U | Hematology, red blood cell (RBC) adhesion to endothelial/subendothelial adhesion molecules, functional assessment, whole blood, with algorithmic analysis and result reported as an RBC adhesion index; hypoxic | This is a Proprietary Laboratory Analyses (PLA) code, meaning that the code applies to only one unique lab test made by a specific manufacturer or performed by a specific lab. Report 0303U only for Hypoxic BioChip Adhesion from BioChip Labs™. Using a whole blood specimen at reduced oxygen levels, the test evaluates adhesion of red blood cells (RBCs) to specific molecules found in blood vessel lining using a microfluidic biochip to help evaluate possible therapies for sickle cell disease (SCD). Explanation Using the proprietary biochip for Hypoxic BioChip Adhesion, the lab analyst performs the test on a whole blood specimen to evaluate adhesion of red blood cells (RBCs) under microfluidic flow at hypoxic (low oxygen level) conditions. The test substrate for adhesion is specific molecules normally found in blood vessel lining. Clinicians may order this test to help evaluate possible therapies for patients with sickle cell disease (SCD). Terminology Biochip: A miniature device used to analyze biological reactions on test sites, such as proteins or nucleic acids, affixed to a solid surface. Hypoxia: An inadequate supply of oxygen in blood or tissue; also known as hypoxemia. Red blood cells: One of three primary cell types in blood that primarily carries oxygen through the body on the hemoglobin molecule; the red–colored protein in the red blood cell that carries oxygen to the tissue and returns carbon dioxide to the lungs; RBCs have surface antigens that can form antibodies, typically through exposure via pregnancy or blood transfusion; at a future time, these antibodies can cause hemolytic anemia, killing fetal RBCs during pregnancy, or transfused RBCs during a blood transfusion, or possibly the patient’s own RBCs due to an autoimmune response; also known as erythrocytes. Sickle cell disease: A group of inherited red blood cell (RBC) disorders caused by an abnormal protein in the RBCs that gives the cells a curved sickle shape and results in RBC death with anemia and other complications. Tips Use this code only for the appropriate proprietary test; report one unit of this code for a single specimen analyzed on a single date of service. Some payers may pay separately for collecting the specimen. Make sure to distinguish similar codes 0303U, 0304U, and 0305U. Additional Info “U” codes are included in the CPT® code set to identify specific proprietary laboratory analyses (PLA) tests. PLA codes take precedence over the usual 80000 series codes for laboratory/pathology. Use this code only for the above–described test; do not report this test using any other CPT® code. PLA code descriptors follow existing code conventions when possible, and lab techniques used include multianalyte assays with algorithmic analyses (MAAA) and genomic sequencing procedures (GSP), among others. Read Less | Range Specific Guideline Proprietary laboratory analyses (PLA) codes describe proprietary clinical laboratory analyses and can be either provided by a single ("sole-source") laboratory or licensed or marketed to multiple providing laboratories (eg, cleared or approved by the Food and Drug Administration [FDA]). This subsection includes advanced diagnostic laboratory tests (ADLTs) and clinical diagnostic laboratory tests (CDLTs), as defined under the Protecting Access to Medicare Act (PAMA) of 2014. These analyses may include a range of medical laboratory tests including, but not limited to, multianalyte assays with algorithmic analyses (MAAA) and genomic sequencing procedures (GSP). The descriptor nomenclature follows, where possible, existing code conventions (eg, MAAA, GSP). Unless specifically noted, even though the Proprietary Laboratory Analyses section of the code set is located at the end of the Pathology and Laboratory section of the code set, a PLA code does not fulfill Category I code criteria. PLA codes are not required to fulfill the Category I criteria. The standards for inclusion in the PLA section are: The test must be commercially available in the United States for use on human specimens and The clinical laboratory or manufacturer that offers the test must request the code. For similar laboratory analyses that fulfill Category I criteria, see codes listed in the numeric 80000 series. When a PLA code is available to report a given proprietary laboratory service, that PLA code takes precedence. The service should not be reported with any other CPT® code(s) and other CPT® code(s) should not be used to report services that may be reported with that specific PLA code. These codes encompass all analytical services required for the analysis (eg, cell lysis, nucleic acid stabilization, extraction, digestion, amplification, hybridization and detection). For molecular analyses, additional procedures that are required prior to cell lysis (eg, microdissection [codes 88380 and 88381]) may be reported separately. Codes in this subsection are released on a quarterly basis to expedite dissemination for reporting. PLA codes will be published electronically on the AMA CPT® website (ama-assn.org/cpt-pla-codes), distributed via CPT® data files on a quarterly basis, and, at a minimum, made available in print annually in the CPT® codebook. See the Introduction section of the CPT® code set for a complete list of the dates of release and implementation. All codes that are included in this section are also included in Appendix O, with the procedure's proprietary name. In order to report a PLA code, the analysis performed must fulfill the code descriptor and must be the test represented by the proprietary name listed in Appendix O. In some instances, the descriptor language of PLA codes may be identical and the code may only be differentiated by the listed proprietary name in Appendix O. When more than one PLA has an identical descriptor, the codes will be denoted by the symbol "â™“." All PLA tests will have assigned codes in the PLA section of the code set. Any PLA coded test(s) that satisfies Category I criteria and has been accepted by the CPT® Editorial Panel will be designated by the addition of the symbol "^" to the existing PLA code and will remain in the PLA section of the code set. If a proprietary test has already been accepted for a Category I code and a code has not been published, subsequent application for a PLA code will take precedence. The code will only be placed in the PLA section. The accuracy of a PLA code is to be maintained by the original applicant, or the current owner of the test kit or laboratory performing the proprietary test. A new PLA code is required when: 1. Additional nucleic acid (DNA or RNA) and/or protein analysis(es) are added to the current PLA test, or 2. The name of the PLA test has changed in association with changes in test performance or test characteristics. The addition or modification of the therapeutic applications of the test require submission of a code change application, but it may not require a new code number. | 0001U-0599U | https://www.aapc.com/codes/cpt-codes/0303U | 2025-10-27T18:02:00.622898Z
0304U | Hematology, red blood cell (RBC) adhesion to endothelial/subendothelial adhesion molecules, functional assessment, whole blood, with algorithmic analysis and result reported as an RBC adhesion index; normoxic | Lay Term | Range Specific Guideline Proprietary laboratory analyses (PLA) codes describe proprietary clinical laboratory analyses and can be either provided by a single ("sole-source") laboratory or licensed or marketed to multiple providing laboratories (eg, cleared or approved by the Food and Drug Administration [FDA]). This subsection includes advanced diagnostic laboratory tests (ADLTs) and clinical diagnostic laboratory tests (CDLTs), as defined under the Protecting Access to Medicare Act (PAMA) of 2014. These analyses may include a range of medical laboratory tests including, but not limited to, multianalyte assays with algorithmic analyses (MAAA) and genomic sequencing procedures (GSP). The descriptor nomenclature follows, where possible, existing code conventions (eg, MAAA, GSP). Unless specifically noted, even though the Proprietary Laboratory Analyses section of the code set is located at the end of the Pathology and Laboratory section of the code set, a PLA code does not fulfill Category I code criteria. PLA codes are not required to fulfill the Category I criteria. The standards for inclusion in the PLA section are: The test must be commercially available in the United States for use on human specimens and The clinical laboratory or manufacturer that offers the test must request the code. For similar laboratory analyses that fulfill Category I criteria, see codes listed in the numeric 80000 series. When a PLA code is available to report a given proprietary laboratory service, that PLA code takes precedence. The service should not be reported with any other CPT® code(s) and other CPT® code(s) should not be used to report services that may be reported with that specific PLA code. These codes encompass all analytical services required for the analysis (eg, cell lysis, nucleic acid stabilization, extraction, digestion, amplification, hybridization and detection). For molecular analyses, additional procedures that are required prior to cell lysis (eg, microdissection [codes 88380 and 88381]) may be reported separately. Codes in this subsection are released on a quarterly basis to expedite dissemination for reporting. PLA codes will be published electronically on the AMA CPT® website (ama-assn.org/cpt-pla-codes), distributed via CPT® data files on a quarterly basis, and, at a minimum, made available in print annually in the CPT® codebook. See the Introduction section of the CPT® code set for a complete list of the dates of release and implementation. All codes that are included in this section are also included in Appendix O, with the procedure's proprietary name. In order to report a PLA code, the analysis performed must fulfill the code descriptor and must be the test represented by the proprietary name listed in Appendix O. In some instances, the descriptor language of PLA codes may be identical and the code may only be differentiated by the listed proprietary name in Appendix O. When more than one PLA has an identical descriptor, the codes will be denoted by the symbol "â™“." All PLA tests will have assigned codes in the PLA section of the code set. Any PLA coded test(s) that satisfies Category I criteria and has been accepted by the CPT® Editorial Panel will be designated by the addition of the symbol "^" to the existing PLA code and will remain in the PLA section of the code set. If a proprietary test has already been accepted for a Category I code and a code has not been published, subsequent application for a PLA code will take precedence. The code will only be placed in the PLA section. The accuracy of a PLA code is to be maintained by the original applicant, or the current owner of the test kit or laboratory performing the proprietary test. A new PLA code is required when: 1. Additional nucleic acid (DNA or RNA) and/or protein analysis(es) are added to the current PLA test, or 2. The name of the PLA test has changed in association with changes in test performance or test characteristics. The addition or modification of the therapeutic applications of the test require submission of a code change application, but it may not require a new code number. | 0001U-0599U | https://www.aapc.com/codes/cpt-codes/0304U | 2025-10-27T18:02:31.775157Z
0305U | Hematology, red blood cell (RBC) functionality and deformity as a function of shear stress, whole blood, reported as a maximum elongation index | This is a Proprietary Laboratory Analyses (PLA) code, meaning that the code applies to only one unique lab test made by a specific manufacturer or performed by a specific lab. Report 0305U only for Ektacytometry from BioChip Labs™. Using a whole blood specimen, the test evaluates deformation (elongation) of red blood cells (RBCs) under shear stress, which is force acting parallel to the cell surface. Explanation The lab analyst tests a whole blood specimen using an ektacytometer, which uses laser diffraction to determine how much red blood cells (RBCs) deform, or elongate, under shear stress, which is force acting parallel to the cell surface. Blood samples from patients with sickle cell disease (SCD) may demonstrate a distorted diffraction pattern and apparent lowering of RBC deformability due to a mix of normal and sickle RBCs in the sample. Clinicians may order this test to aid in the diagnosis and treatment of SCD. Terminology Ektacytometry: A method to measure cells’ deformability under stress such as shear force and osmotic changes. Red blood cells: One of three primary cell types in blood that primarily carries oxygen through the body on the hemoglobin molecule; the red–colored protein in the red blood cell that carries oxygen to the tissue and returns carbon dioxide to the lungs; RBCs have surface antigens that can form antibodies, typically through exposure via pregnancy or blood transfusion; at a future time, these antibodies can cause hemolytic anemia, killing fetal RBCs during pregnancy, or transfused RBCs during a blood transfusion, or possibly the patient's own RBCs due to an autoimmune response; also known as erythrocytes. Sickle cell disease: A group of inherited red blood cell (RBC) disorders caused by an abnormal protein in the RBCs that gives the cells a curved sickle shape and results in RBC death with anemia and other complications. Tips Use this code only for the appropriate proprietary test; report one unit of this code for a single specimen analyzed on a single date of service. Some payers may pay separately for collecting the specimen. Make sure to distinguish similar codes 0303U, 0304U, and 0305U. Additional Info “U” codes are included in the CPT® code set to identify specific proprietary laboratory analyses (PLA) tests. PLA codes take precedence over the usual 80000 series codes for laboratory/pathology. Use this code only for the above–described test; do not report this test using any other CPT® code. PLA code descriptors follow existing code conventions when possible, and lab techniques used include multianalyte assays with algorithmic analyses (MAAA) and genomic sequencing procedures (GSP), among others. Read Less | Range Specific Guideline Proprietary laboratory analyses (PLA) codes describe proprietary clinical laboratory analyses and can be either provided by a single ("sole-source") laboratory or licensed or marketed to multiple providing laboratories (eg, cleared or approved by the Food and Drug Administration [FDA]). This subsection includes advanced diagnostic laboratory tests (ADLTs) and clinical diagnostic laboratory tests (CDLTs), as defined under the Protecting Access to Medicare Act (PAMA) of 2014. These analyses may include a range of medical laboratory tests including, but not limited to, multianalyte assays with algorithmic analyses (MAAA) and genomic sequencing procedures (GSP). The descriptor nomenclature follows, where possible, existing code conventions (eg, MAAA, GSP). Unless specifically noted, even though the Proprietary Laboratory Analyses section of the code set is located at the end of the Pathology and Laboratory section of the code set, a PLA code does not fulfill Category I code criteria. PLA codes are not required to fulfill the Category I criteria. The standards for inclusion in the PLA section are: The test must be commercially available in the United States for use on human specimens and The clinical laboratory or manufacturer that offers the test must request the code. For similar laboratory analyses that fulfill Category I criteria, see codes listed in the numeric 80000 series. When a PLA code is available to report a given proprietary laboratory service, that PLA code takes precedence. The service should not be reported with any other CPT® code(s) and other CPT® code(s) should not be used to report services that may be reported with that specific PLA code. These codes encompass all analytical services required for the analysis (eg, cell lysis, nucleic acid stabilization, extraction, digestion, amplification, hybridization and detection). For molecular analyses, additional procedures that are required prior to cell lysis (eg, microdissection [codes 88380 and 88381]) may be reported separately. Codes in this subsection are released on a quarterly basis to expedite dissemination for reporting. PLA codes will be published electronically on the AMA CPT® website (ama-assn.org/cpt-pla-codes), distributed via CPT® data files on a quarterly basis, and, at a minimum, made available in print annually in the CPT® codebook. See the Introduction section of the CPT® code set for a complete list of the dates of release and implementation. All codes that are included in this section are also included in Appendix O, with the procedure's proprietary name. In order to report a PLA code, the analysis performed must fulfill the code descriptor and must be the test represented by the proprietary name listed in Appendix O. In some instances, the descriptor language of PLA codes may be identical and the code may only be differentiated by the listed proprietary name in Appendix O. When more than one PLA has an identical descriptor, the codes will be denoted by the symbol "â™“." All PLA tests will have assigned codes in the PLA section of the code set. Any PLA coded test(s) that satisfies Category I criteria and has been accepted by the CPT® Editorial Panel will be designated by the addition of the symbol "^" to the existing PLA code and will remain in the PLA section of the code set. If a proprietary test has already been accepted for a Category I code and a code has not been published, subsequent application for a PLA code will take precedence. The code will only be placed in the PLA section. The accuracy of a PLA code is to be maintained by the original applicant, or the current owner of the test kit or laboratory performing the proprietary test. A new PLA code is required when: 1. Additional nucleic acid (DNA or RNA) and/or protein analysis(es) are added to the current PLA test, or 2. The name of the PLA test has changed in association with changes in test performance or test characteristics. The addition or modification of the therapeutic applications of the test require submission of a code change application, but it may not require a new code number. | 0001U-0599U | https://www.aapc.com/codes/cpt-codes/0305U | 2025-10-27T18:02:48.969043Z
0306U | Oncology (minimal residual disease [MRD]), next-generation targeted sequencing analysis, cell-free DNA, initial (baseline) assessment to determine a patient-specific panel for future comparisons to evaluate for MRD Notes: (Do not report 0306U in conjunction with 0307U) | This is a Proprietary Laboratory Analyses (PLA) code, meaning that the code applies to only one unique lab test made by a specific manufacturer or performed by a specific lab. Report 0306U only for Invitae PCM Tissue Profiling and MRD Baseline Assay from Invitae Corporation. The test maps the DNA sequence of a tumor specimen to develop a tumor profile that serves as the baseline for subsequent testing to determine minimal residual disease (MRD), which is the level of cancer cells in the blood following treatment. Explanation Using a tumor specimen from a patient undergoing treatment for cancer, the lab analyst uses Invitae’s Anchored Multiplex polymerase chain reaction (PCR), called AMP™, to sequence the cancer DNA as a baseline for further testing. The procedure uses error–corrected next–generation sequencing (NGS) to identify changes to nucleic acid sequences or possibly other variations such as copy number or chromosomal structure, and then uses bioinformatics to compare the findings to known genetic changes relevant to the patient’s cancer. The test evaluates the entire cancer exome, which are the DNA sequences actively involved in producing proteins. After the lab performs this test to create a tumor profile, the clinician can sample patient blood and perform a separate test (0307U) to identify small quantities of tumor DNA circulating in blood, called circulating tumor (ct)DNA. ctDNA is a biomarker for minimal residual disease (MRD). The clinician may use the test results to determine whether the patient needs adjuvant cancer therapy and may use subsequent tests to monitor whether cancer returns. The ctDNA test can identify relapse earlier than imaging diagnostics can. Terminology Adjuvant therapy: Treatment provided in addition to primary therapy; in cases of cancer, adjuvant therapy usually refers to chemotherapy or radiotherapy or both following surgery to remove the cancer. Bioinformatics: Discipline used to gather, store, and evaluate biological data, such as gene sequences, using computer systems. Biomarker, biological marker, biochemical marker: A measurable substance, such as an enzyme, protein, or gene, that is an indicator of a condition, disease, or normal or abnormal process. Cell–free DNA (cfDNA): Nonencapsulated DNA in the form of nucleic acid fragments that enter the bloodstream during apoptosis (programmed, or normal, cell death) or necrosis (cell death due to loss of blood supply from injury, radiation, or chemicals). Chromosome: Found in the nucleus of cells, a chromosome is a DNA molecule that appears as a threadlike structure, especially during cell division; the chromosomes that determine the sex of an individual are called sex chromosomes; males have one Y and one X chromosome, while females have two X chromosomes. Circulating–tumor DNA (ctDNA): DNA that comes from a tumor and circulates in the blood; a specific type of cell–free DNA. Deoxyribonucleic acid (DNA): A form of nucleic acid that consists of a sequence of specific biological chemicals (nucleotides) which carry genetic information. Exome: Portion of the genome made up of exons, which are DNA sequences that transcribe to mature RNA, also known as mature messenger RNA (mRNA), which remains in cells and produces proteins through a process known as translation; the human exome constitutes about 1% to 2% of the human genome. Minimal residual disease (MRD): Low level of cancer cells remaining in the body following cancer treatment. Next–generation sequencing (NGS): A general term for a number of different modern DNA and RNA sequencing technologies that are quicker and cheaper than the previous methods; also known as high–throughput sequencing. Nucleic acid: A sequence of specific biological chemicals (nucleotides) that carry genetic information; known as deoxyribonucleic acid (DNA) or ribonucleic acid (RNA). Polymerase chain reaction (PCR): A rapid technique for making more copies (amplifying) of a DNA or RNA sequence used in the laboratory. Relapse: Recurrence of a disease or condition after treatment and temporary improvement. Tips Use this code only for the appropriate proprietary test; report one unit of this code for a single specimen analyzed on a single date of service. Do not report 0306U and 0307U together. Code 0306U describes the initial test to develop the individualized tumor profile, and 0307U describes subsequent blood tests using the individualized tumor profile. Additional Info “U” codes are included in the CPT® code set to identify specific proprietary laboratory analyses (PLA) tests. PLA codes take precedence over the usual 80000 series codes for laboratory/pathology. Use this code only for the above–described test; do not report this test using any other CPT® code. PLA code descriptors follow existing code conventions when possible, and lab techniques used include multianalyte assays with algorithmic analyses (MAAA) and genomic sequencing procedures (GSP), among others. Read Less | Range Specific Guideline Proprietary laboratory analyses (PLA) codes describe proprietary clinical laboratory analyses and can be either provided by a single ("sole-source") laboratory or licensed or marketed to multiple providing laboratories (eg, cleared or approved by the Food and Drug Administration [FDA]). This subsection includes advanced diagnostic laboratory tests (ADLTs) and clinical diagnostic laboratory tests (CDLTs), as defined under the Protecting Access to Medicare Act (PAMA) of 2014. These analyses may include a range of medical laboratory tests including, but not limited to, multianalyte assays with algorithmic analyses (MAAA) and genomic sequencing procedures (GSP). The descriptor nomenclature follows, where possible, existing code conventions (eg, MAAA, GSP). Unless specifically noted, even though the Proprietary Laboratory Analyses section of the code set is located at the end of the Pathology and Laboratory section of the code set, a PLA code does not fulfill Category I code criteria. PLA codes are not required to fulfill the Category I criteria. The standards for inclusion in the PLA section are: The test must be commercially available in the United States for use on human specimens and The clinical laboratory or manufacturer that offers the test must request the code. For similar laboratory analyses that fulfill Category I criteria, see codes listed in the numeric 80000 series. When a PLA code is available to report a given proprietary laboratory service, that PLA code takes precedence. The service should not be reported with any other CPT® code(s) and other CPT® code(s) should not be used to report services that may be reported with that specific PLA code. These codes encompass all analytical services required for the analysis (eg, cell lysis, nucleic acid stabilization, extraction, digestion, amplification, hybridization and detection). For molecular analyses, additional procedures that are required prior to cell lysis (eg, microdissection [codes 88380 and 88381]) may be reported separately. Codes in this subsection are released on a quarterly basis to expedite dissemination for reporting. PLA codes will be published electronically on the AMA CPT® website (ama-assn.org/cpt-pla-codes), distributed via CPT® data files on a quarterly basis, and, at a minimum, made available in print annually in the CPT® codebook. See the Introduction section of the CPT® code set for a complete list of the dates of release and implementation. All codes that are included in this section are also included in Appendix O, with the procedure's proprietary name. In order to report a PLA code, the analysis performed must fulfill the code descriptor and must be the test represented by the proprietary name listed in Appendix O. In some instances, the descriptor language of PLA codes may be identical and the code may only be differentiated by the listed proprietary name in Appendix O. When more than one PLA has an identical descriptor, the codes will be denoted by the symbol "â™“." All PLA tests will have assigned codes in the PLA section of the code set. Any PLA coded test(s) that satisfies Category I criteria and has been accepted by the CPT® Editorial Panel will be designated by the addition of the symbol "^" to the existing PLA code and will remain in the PLA section of the code set. If a proprietary test has already been accepted for a Category I code and a code has not been published, subsequent application for a PLA code will take precedence. The code will only be placed in the PLA section. The accuracy of a PLA code is to be maintained by the original applicant, or the current owner of the test kit or laboratory performing the proprietary test. A new PLA code is required when: 1. Additional nucleic acid (DNA or RNA) and/or protein analysis(es) are added to the current PLA test, or 2. The name of the PLA test has changed in association with changes in test performance or test characteristics. The addition or modification of the therapeutic applications of the test require submission of a code change application, but it may not require a new code number. | 0001U-0599U | https://www.aapc.com/codes/cpt-codes/0306U | 2025-10-27T18:03:06.532860Z
0307U | Oncology (minimal residual disease [MRD]), next-generation targeted sequencing analysis of a patient-specific panel, cell-free DNA, subsequent assessment with comparison to previously analyzed patient specimens to evaluate for MRD Notes: (Do not report 0307U in conjunction with 0306U) | This is a Proprietary Laboratory Analyses (PLA) code, meaning that the code applies to only one unique lab test made by a specific manufacturer or performed by a specific lab. Report 0307U only for Invitae PCM MRD Monitoring from Invitae Corporation. The test evaluates a patient blood specimen for circulating tumor DNA (ctDNA) related to the patient’s tumor profile identified in a prior test (0306U). Clinicians may use the test to identify the presence of cancer cells following treatment (minimal residual disease, or MRD) and to monitor patients for cancer recurrence. Explanation The lab analyst uses Invitae’s Anchored Multiplex polymerase chain reaction (PCR), called AMP™, to evaluate a blood specimen for circulating tumor DNA (ctDNA) sequences related to the patient’s tumor profile, which was identified in a prior test (0306U). The level of ctDNA present following cancer treatment is a biomarker for minimal residual disease (MRD). Subsequent blood tests to monitor the level of ctDNA may identify cancer recurrence. Clinicians may use the results of this test to establish MRD and determine if the patient needs adjuvant cancer therapy. Clinicians may also use this blood test as a follow–up for possible cancer recurrence because the ctDNA test can identify relapse earlier than imaging diagnostics can. Terminology Adjuvant therapy: Treatment provided in addition to primary therapy; in cases of cancer, adjuvant therapy usually refers to chemotherapy or radiotherapy or both following surgery to remove the cancer. Biomarker, biological marker, biochemical marker: A measurable substance, such as an enzyme, protein, or gene, that is an indicator of a condition, disease, or normal or abnormal process. Cell–free DNA (cfDNA): Nonencapsulated DNA in the form of nucleic acid fragments that enter the bloodstream during apoptosis (programmed, or normal, cell death) or necrosis (cell death due to loss of blood supply from injury, radiation, or chemicals). Circulating–tumor DNA (ctDNA): DNA that comes from a tumor and circulates in the blood; a specific type of cell–free DNA. Deoxyribonucleic acid (DNA): A form of nucleic acid that consists of a sequence of specific biological chemicals (nucleotides) which carry genetic information. Minimal residual disease (MRD): Low level of cancer cells remaining in the body following cancer treatment. Polymerase chain reaction (PCR): A rapid technique for making more copies (amplifying) of a DNA or RNA sequence used in the laboratory. Relapse: Recurrence of a disease or condition after treatment and temporary improvement. Tips Use this code only for the appropriate proprietary test; report one unit of this code for a single specimen analyzed on a single date of service. Some payers may pay separately for collecting the specimen. Do not report 0306U and 0307U together. Code 0306U describes the initial test to develop the individualized tumor profile, and 0307U describes subsequent blood tests using the individualized tumor profile. Additional Info “U” codes are included in the CPT® code set to identify specific proprietary laboratory analyses (PLA) tests. PLA codes take precedence over the usual 80000 series codes for laboratory/pathology. Use this code only for the above–described test; do not report this test using any other CPT® code. PLA code descriptors follow existing code conventions when possible, and lab techniques used include multianalyte assays with algorithmic analyses (MAAA) and genomic sequencing procedures (GSP), among others. Read Less | Range Specific Guideline Proprietary laboratory analyses (PLA) codes describe proprietary clinical laboratory analyses and can be either provided by a single ("sole-source") laboratory or licensed or marketed to multiple providing laboratories (eg, cleared or approved by the Food and Drug Administration [FDA]). This subsection includes advanced diagnostic laboratory tests (ADLTs) and clinical diagnostic laboratory tests (CDLTs), as defined under the Protecting Access to Medicare Act (PAMA) of 2014. These analyses may include a range of medical laboratory tests including, but not limited to, multianalyte assays with algorithmic analyses (MAAA) and genomic sequencing procedures (GSP). The descriptor nomenclature follows, where possible, existing code conventions (eg, MAAA, GSP). Unless specifically noted, even though the Proprietary Laboratory Analyses section of the code set is located at the end of the Pathology and Laboratory section of the code set, a PLA code does not fulfill Category I code criteria. PLA codes are not required to fulfill the Category I criteria. The standards for inclusion in the PLA section are: The test must be commercially available in the United States for use on human specimens and The clinical laboratory or manufacturer that offers the test must request the code. For similar laboratory analyses that fulfill Category I criteria, see codes listed in the numeric 80000 series. When a PLA code is available to report a given proprietary laboratory service, that PLA code takes precedence. The service should not be reported with any other CPT® code(s) and other CPT® code(s) should not be used to report services that may be reported with that specific PLA code. These codes encompass all analytical services required for the analysis (eg, cell lysis, nucleic acid stabilization, extraction, digestion, amplification, hybridization and detection). For molecular analyses, additional procedures that are required prior to cell lysis (eg, microdissection [codes 88380 and 88381]) may be reported separately. Codes in this subsection are released on a quarterly basis to expedite dissemination for reporting. PLA codes will be published electronically on the AMA CPT® website (ama-assn.org/cpt-pla-codes), distributed via CPT® data files on a quarterly basis, and, at a minimum, made available in print annually in the CPT® codebook. See the Introduction section of the CPT® code set for a complete list of the dates of release and implementation. All codes that are included in this section are also included in Appendix O, with the procedure's proprietary name. In order to report a PLA code, the analysis performed must fulfill the code descriptor and must be the test represented by the proprietary name listed in Appendix O. In some instances, the descriptor language of PLA codes may be identical and the code may only be differentiated by the listed proprietary name in Appendix O. When more than one PLA has an identical descriptor, the codes will be denoted by the symbol "â™“." All PLA tests will have assigned codes in the PLA section of the code set. Any PLA coded test(s) that satisfies Category I criteria and has been accepted by the CPT® Editorial Panel will be designated by the addition of the symbol "^" to the existing PLA code and will remain in the PLA section of the code set. If a proprietary test has already been accepted for a Category I code and a code has not been published, subsequent application for a PLA code will take precedence. The code will only be placed in the PLA section. The accuracy of a PLA code is to be maintained by the original applicant, or the current owner of the test kit or laboratory performing the proprietary test. A new PLA code is required when: 1. Additional nucleic acid (DNA or RNA) and/or protein analysis(es) are added to the current PLA test, or 2. The name of the PLA test has changed in association with changes in test performance or test characteristics. The addition or modification of the therapeutic applications of the test require submission of a code change application, but it may not require a new code number. | 0001U-0599U | https://www.aapc.com/codes/cpt-codes/0307U | 2025-10-27T18:03:24.506473Z
0308U | Cardiology (coronary artery disease [CAD]), analysis of 3 proteins (high sensitivity [hs] troponin, adiponectin, and kidney injury molecule-1 [KIM-1]) with 3 clinical parameters (age, sex, history of cardiac intervention), plasma, algorithm reported as a risk score for obstructive CAD | This is a Proprietary Laboratory Analyses (PLA) code, meaning that the code applies to only one unique lab test made by a specific manufacturer or performed by a specific lab. Report 0308U only for HART CADhs® from Prevencio Inc. The test assesses a plasma specimen for the level of the three proteins named in the code. Using an algorithmic analysis of the results and patient data, as listed in the code, the test provides a risk score for stenosis (narrowing) or obstruction of a coronary artery, which can impact treatment decisions. Explanation The lab analyst measures the level of three protein biomarkers in a plasma specimen: high sensitivity (hs) troponin, adiponectin, and kidney injury molecule–1 (KIM–1). The procedure uses existing laboratory platforms to perform the steps described in the HART CADhs® kit. This is a multianalyte assay with algorithmic analysis (MAAA), which includes the analytical services to produce test results, and uses those results as raw data for an algorithmic analysis that reports the findings as a probability or risk score. HART CADhs® uses the plasma protein level results and patient sex, age, and history of cardiac intervention to determine whether the patient has low, moderate, or high risk of developing coronary artery stenosis (narrowing) or obstruction. Clinicians may use the HART CADhs® risk score to guide selection of the appropriate level of surgical or medical management options. Terminology Algorithm: A specific set of step–by–step calculations using defined inputs at each step to produce a useful output; for multianalyte assays with algorithmic analyses (MAAA), the output involves some sort of diagnostic or prognostic information about treatment options or disease outcomes. Biomarker, biological marker, biochemical marker: A measurable substance, such as an enzyme, protein, or gene, that is an indicator of a condition, disease, or normal or abnormal process. Coronary artery disease (CAD): A condition in which the vessels that supply blood to the heart muscle become stenosed (narrowed) due to the deposit of plaques (fatty substances) on the inner walls of the blood vessels, resulting in decreased blood flow and ultimately heart failure, if not treated; also known as coronary heart disease or atherosclerotic heart disease. Multianalyte assays with algorithmic analyses (MAAA): A set of codes generally unique to a single clinical laboratory or manufacture; they typically list all the analytic and algorithmic analysis for a type of disease, such cancer; the type and number of analytes, such as proteins; the lab methods, such as immunoassay; the specimen type, such as blood; and the result type, such as prognostic risk score. Percutaneous coronary intervention (PCI): A minimally invasive surgical procedure to treat diseased heart vessels using a catheter inserted through the skin and into a vessel; the catheter is advanced to the heart, and various instruments inserted through it to treat stricture (narrowing) or remove plaque. Plasma: The liquid portion of blood that typically suspends blood cells; plasma accounts for about 55 percent of blood volume and contains important components such as proteins, electrolytes, hormones, and coagulation factors. Tips Use this code only for the appropriate proprietary test; report one unit of this code for a single specimen analyzed on a single date of service. Some payers may pay separately for collecting the specimen. Additional Info “U” codes are included in the CPT® code set to identify specific proprietary laboratory analyses (PLA) tests. PLA codes take precedence over the usual 80000 series codes for laboratory/pathology. Use this code only for the above–described test; do not report this test using any other CPT® code. PLA code descriptors follow existing code conventions when possible, and lab techniques used include multianalyte assays with algorithmic analyses (MAAA) and genomic sequencing procedures (GSP), among others. Read Less | Range Specific Guideline Proprietary laboratory analyses (PLA) codes describe proprietary clinical laboratory analyses and can be either provided by a single ("sole-source") laboratory or licensed or marketed to multiple providing laboratories (eg, cleared or approved by the Food and Drug Administration [FDA]). This subsection includes advanced diagnostic laboratory tests (ADLTs) and clinical diagnostic laboratory tests (CDLTs), as defined under the Protecting Access to Medicare Act (PAMA) of 2014. These analyses may include a range of medical laboratory tests including, but not limited to, multianalyte assays with algorithmic analyses (MAAA) and genomic sequencing procedures (GSP). The descriptor nomenclature follows, where possible, existing code conventions (eg, MAAA, GSP). Unless specifically noted, even though the Proprietary Laboratory Analyses section of the code set is located at the end of the Pathology and Laboratory section of the code set, a PLA code does not fulfill Category I code criteria. PLA codes are not required to fulfill the Category I criteria. The standards for inclusion in the PLA section are: The test must be commercially available in the United States for use on human specimens and The clinical laboratory or manufacturer that offers the test must request the code. For similar laboratory analyses that fulfill Category I criteria, see codes listed in the numeric 80000 series. When a PLA code is available to report a given proprietary laboratory service, that PLA code takes precedence. The service should not be reported with any other CPT® code(s) and other CPT® code(s) should not be used to report services that may be reported with that specific PLA code. These codes encompass all analytical services required for the analysis (eg, cell lysis, nucleic acid stabilization, extraction, digestion, amplification, hybridization and detection). For molecular analyses, additional procedures that are required prior to cell lysis (eg, microdissection [codes 88380 and 88381]) may be reported separately. Codes in this subsection are released on a quarterly basis to expedite dissemination for reporting. PLA codes will be published electronically on the AMA CPT® website (ama-assn.org/cpt-pla-codes), distributed via CPT® data files on a quarterly basis, and, at a minimum, made available in print annually in the CPT® codebook. See the Introduction section of the CPT® code set for a complete list of the dates of release and implementation. All codes that are included in this section are also included in Appendix O, with the procedure's proprietary name. In order to report a PLA code, the analysis performed must fulfill the code descriptor and must be the test represented by the proprietary name listed in Appendix O. In some instances, the descriptor language of PLA codes may be identical and the code may only be differentiated by the listed proprietary name in Appendix O. When more than one PLA has an identical descriptor, the codes will be denoted by the symbol "â™“." All PLA tests will have assigned codes in the PLA section of the code set. Any PLA coded test(s) that satisfies Category I criteria and has been accepted by the CPT® Editorial Panel will be designated by the addition of the symbol "^" to the existing PLA code and will remain in the PLA section of the code set. If a proprietary test has already been accepted for a Category I code and a code has not been published, subsequent application for a PLA code will take precedence. The code will only be placed in the PLA section. The accuracy of a PLA code is to be maintained by the original applicant, or the current owner of the test kit or laboratory performing the proprietary test. A new PLA code is required when: 1. Additional nucleic acid (DNA or RNA) and/or protein analysis(es) are added to the current PLA test, or 2. The name of the PLA test has changed in association with changes in test performance or test characteristics. The addition or modification of the therapeutic applications of the test require submission of a code change application, but it may not require a new code number. | 0001U-0599U | https://www.aapc.com/codes/cpt-codes/0308U | 2025-10-27T18:03:42.595526Z
0309U | Cardiology (cardiovascular disease), analysis of 4 proteins (NT-proBNP, osteopontin, tissue inhibitor of metalloproteinase-1 [TIMP-1], and kidney injury molecule-1 [KIM-1]), plasma, algorithm reported as a risk score for major adverse cardiac event | This is a Proprietary Laboratory Analyses (PLA) code, meaning that the code applies to only one unique lab test made by a specific manufacturer or performed by a specific lab. Report 0309U only for HART CVE® from Prevencio Inc. The test assesses a plasma specimen for the level of the four proteins named in the code. Using an algorithmic analysis of the results, the test provides a risk score for major adverse cardiovascular events, such as heart attack or stroke, which can impact treatment decisions. Explanation The lab analyst measures the level of four protein biomarkers in a plasma specimen: NT–proBNP, osteopontin, tissue inhibitor of metalloproteinase–1 [TIMP–1], and kidney injury molecule–1 [KIM–1]). The procedure uses existing laboratory platforms to perform the steps described in the HART CVE® kit. This is a multianalyte assay with algorithmic analysis (MAAA), which includes the analytical services to produce test results, and uses those results as raw data for an algorithmic analysis that reports the findings as a probability or risk score. HART CVE® uses the plasma protein level results to determine the patient’s risk of having a major adverse cardiovascular event, such as myocardial infarction (heart attack), stroke, or cardiovascular death, within one year. Clinicians may use the HART CVE® risk score to allow timely proactive interventions and decrease incidence of adverse outcomes for the patient. Terminology Algorithm: A specific set of step–by–step calculations using defined inputs at each step to produce a useful output; for multianalyte assays with algorithmic analyses (MAAA), the output involves some sort of diagnostic or prognostic information about treatment options or disease outcomes. Biomarker, biological marker, biochemical marker: A measurable substance, such as an enzyme, protein, or gene, that is an indicator of a condition, disease, or normal or abnormal process. Multianalyte assays with algorithmic analyses (MAAA): A set of codes generally unique to a single clinical laboratory or manufacture; they typically list all the analytic and algorithmic analysis for a type of disease, such cancer; the type and number of analytes, such as proteins; the lab methods, such as immunoassay; the specimen type, such as blood; and the result type, such as prognostic risk score. Myocardial infarction (MI): A loss of circulation to a part of the heart muscle due to a blood clot or other mass lodging in a coronary artery; also referred to as a heart attack. Plasma: The liquid portion of blood that typically suspends blood cells; plasma accounts for about 55 percent of blood volume and contains important components such as proteins, electrolytes, hormones, and coagulation factors. Stroke: A neurological condition that occurs when the blood supply is interrupted or reduced to the brain, causing a lack of oxygen and blood, also known as a cerebrovascular accident (CVA), brain stroke, or brain attack. Tips Use this code only for the appropriate proprietary test; report one unit of this code for a single specimen analyzed on a single date of service. Some payers may pay separately for collecting the specimen. Additional Info “U” codes are included in the CPT® code set to identify specific proprietary laboratory analyses (PLA) tests. PLA codes take precedence over the usual 80000 series codes for laboratory/pathology. Use this code only for the above–described test; do not report this test using any other CPT® code. PLA code descriptors follow existing code conventions when possible, and lab techniques used include multianalyte assays with algorithmic analyses (MAAA) and genomic sequencing procedures (GSP), among others. Read Less | Range Specific Guideline Proprietary laboratory analyses (PLA) codes describe proprietary clinical laboratory analyses and can be either provided by a single ("sole-source") laboratory or licensed or marketed to multiple providing laboratories (eg, cleared or approved by the Food and Drug Administration [FDA]). This subsection includes advanced diagnostic laboratory tests (ADLTs) and clinical diagnostic laboratory tests (CDLTs), as defined under the Protecting Access to Medicare Act (PAMA) of 2014. These analyses may include a range of medical laboratory tests including, but not limited to, multianalyte assays with algorithmic analyses (MAAA) and genomic sequencing procedures (GSP). The descriptor nomenclature follows, where possible, existing code conventions (eg, MAAA, GSP). Unless specifically noted, even though the Proprietary Laboratory Analyses section of the code set is located at the end of the Pathology and Laboratory section of the code set, a PLA code does not fulfill Category I code criteria. PLA codes are not required to fulfill the Category I criteria. The standards for inclusion in the PLA section are: The test must be commercially available in the United States for use on human specimens and The clinical laboratory or manufacturer that offers the test must request the code. For similar laboratory analyses that fulfill Category I criteria, see codes listed in the numeric 80000 series. When a PLA code is available to report a given proprietary laboratory service, that PLA code takes precedence. The service should not be reported with any other CPT® code(s) and other CPT® code(s) should not be used to report services that may be reported with that specific PLA code. These codes encompass all analytical services required for the analysis (eg, cell lysis, nucleic acid stabilization, extraction, digestion, amplification, hybridization and detection). For molecular analyses, additional procedures that are required prior to cell lysis (eg, microdissection [codes 88380 and 88381]) may be reported separately. Codes in this subsection are released on a quarterly basis to expedite dissemination for reporting. PLA codes will be published electronically on the AMA CPT® website (ama-assn.org/cpt-pla-codes), distributed via CPT® data files on a quarterly basis, and, at a minimum, made available in print annually in the CPT® codebook. See the Introduction section of the CPT® code set for a complete list of the dates of release and implementation. All codes that are included in this section are also included in Appendix O, with the procedure's proprietary name. In order to report a PLA code, the analysis performed must fulfill the code descriptor and must be the test represented by the proprietary name listed in Appendix O. In some instances, the descriptor language of PLA codes may be identical and the code may only be differentiated by the listed proprietary name in Appendix O. When more than one PLA has an identical descriptor, the codes will be denoted by the symbol "â™“." All PLA tests will have assigned codes in the PLA section of the code set. Any PLA coded test(s) that satisfies Category I criteria and has been accepted by the CPT® Editorial Panel will be designated by the addition of the symbol "^" to the existing PLA code and will remain in the PLA section of the code set. If a proprietary test has already been accepted for a Category I code and a code has not been published, subsequent application for a PLA code will take precedence. The code will only be placed in the PLA section. The accuracy of a PLA code is to be maintained by the original applicant, or the current owner of the test kit or laboratory performing the proprietary test. A new PLA code is required when: 1. Additional nucleic acid (DNA or RNA) and/or protein analysis(es) are added to the current PLA test, or 2. The name of the PLA test has changed in association with changes in test performance or test characteristics. The addition or modification of the therapeutic applications of the test require submission of a code change application, but it may not require a new code number. | 0001U-0599U | https://www.aapc.com/codes/cpt-codes/0309U | 2025-10-27T18:04:01.224814Z
0310U | Pediatrics (vasculitis, Kawasaki disease [KD]), analysis of 3 biomarkers (NT-proBNP, C-reactive protein, and T-uptake), plasma, algorithm reported as a risk score for KD | This is a Proprietary Laboratory Analyses (PLA) code, meaning that the code applies to only one unique lab test made by a specific manufacturer or performed by a specific lab. Report 0310U only for HART KD® from Prevencio Inc. The test assesses a plasma specimen for the level of the three biomarkers named in the code. Using an algorithmic analysis of the results, the test provides a risk score for diagnosing Kawasaki Disease (KD), which is a pediatric condition of unknown origin that may have the serious complication of causing damage to coronary (heart) arteries. Explanation The lab analyst measures the level of three biomarkers in a plasma specimen: NTproBNP, C–reactive protein, and T–uptake. The procedure uses existing laboratory platforms to perform the steps described in the HART KD® kit. This is a multianalyte assay with algorithmic analysis (MAAA), which includes the analytical services to produce test results, and uses those results as raw data for an algorithmic analysis that reports the findings as a probability or risk score. HART KD® uses the plasma protein level results to determine the patient’s risk of having a positive diagnosis of Kawasaki Disease (KD), which is a pediatric condition of unknown origin that may have the serious complication of causing damage to coronary (heart) arteries. Clinicians may order this test to facilitate early diagnosis, prognosis, and monitoring of KD. The risk score may help clinicians lessen the severity of outcomes associated with KD, such as permanent heart and coronary artery damage in children. Terminology Algorithm: A specific set of step–by–step calculations using defined inputs at each step to produce a useful output; for multianalyte assays with algorithmic analyses (MAAA), the output involves some sort of diagnostic or prognostic information about treatment options or disease outcomes. Biomarker, biological marker, biochemical marker: A measurable substance, such as an enzyme, protein, or gene, that is an indicator of a condition, disease, or normal or abnormal process. Coronary arteries: Vessels that supply blood to the heart muscle, including the right or left coronary artery, left anterior descending, posterior descending, and circumflex. Kawasaki disease: A childhood fever of unknown origin involving other symptoms such as red/irritated eyes and mouth, swollen neck lymph nodes, and swollen hands and feet. Multianalyte assays with algorithmic analyses (MAAA): A set of codes generally unique to a single clinical laboratory or manufacture; they typically list all the analytic and algorithmic analysis for a type of disease, such cancer; the type and number of analytes, such as proteins; the lab methods, such as immunoassay; the specimen type, such as blood; and the result type, such as prognostic risk score. Plasma: The liquid portion of blood that typically suspends blood cells; plasma accounts for about 55 percent of blood volume and contains important components such as proteins, electrolytes, hormones, and coagulation factors. Tips Use this code only for the appropriate proprietary test; report one unit of this code for a single specimen analyzed on a single date of service. Some payers may pay separately for collecting the specimen. Additional Info “U” codes are included in the CPT® code set to identify specific proprietary laboratory analyses (PLA) tests. PLA codes take precedence over the usual 80000 series codes for laboratory/pathology. Use this code only for the above–described test; do not report this test using any other CPT® code. PLA code descriptors follow existing code conventions when possible, and lab techniques used include multianalyte assays with algorithmic analyses (MAAA) and genomic sequencing procedures (GSP), among others. Read Less | Range Specific Guideline Proprietary laboratory analyses (PLA) codes describe proprietary clinical laboratory analyses and can be either provided by a single ("sole-source") laboratory or licensed or marketed to multiple providing laboratories (eg, cleared or approved by the Food and Drug Administration [FDA]). This subsection includes advanced diagnostic laboratory tests (ADLTs) and clinical diagnostic laboratory tests (CDLTs), as defined under the Protecting Access to Medicare Act (PAMA) of 2014. These analyses may include a range of medical laboratory tests including, but not limited to, multianalyte assays with algorithmic analyses (MAAA) and genomic sequencing procedures (GSP). The descriptor nomenclature follows, where possible, existing code conventions (eg, MAAA, GSP). Unless specifically noted, even though the Proprietary Laboratory Analyses section of the code set is located at the end of the Pathology and Laboratory section of the code set, a PLA code does not fulfill Category I code criteria. PLA codes are not required to fulfill the Category I criteria. The standards for inclusion in the PLA section are: The test must be commercially available in the United States for use on human specimens and The clinical laboratory or manufacturer that offers the test must request the code. For similar laboratory analyses that fulfill Category I criteria, see codes listed in the numeric 80000 series. When a PLA code is available to report a given proprietary laboratory service, that PLA code takes precedence. The service should not be reported with any other CPT® code(s) and other CPT® code(s) should not be used to report services that may be reported with that specific PLA code. These codes encompass all analytical services required for the analysis (eg, cell lysis, nucleic acid stabilization, extraction, digestion, amplification, hybridization and detection). For molecular analyses, additional procedures that are required prior to cell lysis (eg, microdissection [codes 88380 and 88381]) may be reported separately. Codes in this subsection are released on a quarterly basis to expedite dissemination for reporting. PLA codes will be published electronically on the AMA CPT® website (ama-assn.org/cpt-pla-codes), distributed via CPT® data files on a quarterly basis, and, at a minimum, made available in print annually in the CPT® codebook. See the Introduction section of the CPT® code set for a complete list of the dates of release and implementation. All codes that are included in this section are also included in Appendix O, with the procedure's proprietary name. In order to report a PLA code, the analysis performed must fulfill the code descriptor and must be the test represented by the proprietary name listed in Appendix O. In some instances, the descriptor language of PLA codes may be identical and the code may only be differentiated by the listed proprietary name in Appendix O. When more than one PLA has an identical descriptor, the codes will be denoted by the symbol "â™“." All PLA tests will have assigned codes in the PLA section of the code set. Any PLA coded test(s) that satisfies Category I criteria and has been accepted by the CPT® Editorial Panel will be designated by the addition of the symbol "^" to the existing PLA code and will remain in the PLA section of the code set. If a proprietary test has already been accepted for a Category I code and a code has not been published, subsequent application for a PLA code will take precedence. The code will only be placed in the PLA section. The accuracy of a PLA code is to be maintained by the original applicant, or the current owner of the test kit or laboratory performing the proprietary test. A new PLA code is required when: 1. Additional nucleic acid (DNA or RNA) and/or protein analysis(es) are added to the current PLA test, or 2. The name of the PLA test has changed in association with changes in test performance or test characteristics. The addition or modification of the therapeutic applications of the test require submission of a code change application, but it may not require a new code number. | 0001U-0599U | https://www.aapc.com/codes/cpt-codes/0310U | 2025-10-27T18:04:19.001594Z
0311U | Infectious disease (bacterial), quantitative antimicrobial susceptibility reported as phenotypic minimum inhibitory concentration (MIC)-based antimicrobial susceptibility for each organism identified Notes: (Do not report 0311U in conjunction with 87076, 87077, 0086U) | This is a Proprietary Laboratory Analyses (PLA) code, meaning that the code applies to only one unique lab test made by a specific manufacturer or performed by a specific lab. Report 0311U only for Accelerate PhenoTest® BC kit, AST configuration from Accelerate Diagnostics Inc. This configuration provides rapid antimicrobial susceptibility testing (AST) reported as minimum inhibitory concentration (MIC) for positive blood cultures when the lab already has a rapid infectious organism identification system. MIC refers to the lowest concentration of an antimicrobial agent (such as an antibiotic) that inhibits microorganism (such as bacteria) growth. Explanation Using positive blood cultures identified by the lab’s rapid infectious organism identification system, the lab analyst processes the specimen using the Accelerate PhenoTest® BC kit, AST configuration on the Accelerate Pheno system. The test uses minimum inhibitory concentration (MIC) testing to identify specific antimicrobial susceptibility of a single isolated organism. MIC refers to the lowest concentration of an antimicrobial agent (such as an antibiotic) that inhibits microorganism (such as bacteria) growth. By providing MIC results in approximately seven hours instead of days required by older methods, the test allows clinicians to get patients on specific antimicrobial therapy faster, possibly resulting in better health outcomes and shorter duration of illness and hospitalization. Terminology Antimicrobial agent: Substance that repels or destroys microorganisms, such as an antibiotic or antifungal. Antimicrobial susceptibility testing (AST): Lab procedure to identify specific antimicrobial treatment for a patient infected with a specific microorganism; a common method is minimum inhibitory concentration (MIC). Minimum inhibitory concentration (MIC): Lowest concentration of an antimicrobial agent that inhibits microorganism growth. Phenotype: The observable traits of an organism due to interaction of genes and the environment; distinct from the internally coded information of the genotype. Tips Use this code only for the appropriate proprietary test; report one unit of this code for a single specimen analyzed on a single date of service. Do not report 0311U with 0086U, which describes a different Accelerate PhenoTest® BC kit configuration that includes organism identification and AST. Do not report 0311U with 87076 or 87077, which describe definitive identification of isolated microorganisms. Additional Info “U” codes are included in the CPT® code set to identify specific proprietary laboratory analyses (PLA) tests. PLA codes take precedence over the usual 80000 series codes for laboratory/pathology. Use this code only for the above–described test; do not report this test using any other CPT® code. PLA code descriptors follow existing code conventions when possible, and lab techniques used include multianalyte assays with algorithmic analyses (MAAA) and genomic sequencing procedures (GSP), among others. Read Less | Range Specific Guideline Proprietary laboratory analyses (PLA) codes describe proprietary clinical laboratory analyses and can be either provided by a single ("sole-source") laboratory or licensed or marketed to multiple providing laboratories (eg, cleared or approved by the Food and Drug Administration [FDA]). This subsection includes advanced diagnostic laboratory tests (ADLTs) and clinical diagnostic laboratory tests (CDLTs), as defined under the Protecting Access to Medicare Act (PAMA) of 2014. These analyses may include a range of medical laboratory tests including, but not limited to, multianalyte assays with algorithmic analyses (MAAA) and genomic sequencing procedures (GSP). The descriptor nomenclature follows, where possible, existing code conventions (eg, MAAA, GSP). Unless specifically noted, even though the Proprietary Laboratory Analyses section of the code set is located at the end of the Pathology and Laboratory section of the code set, a PLA code does not fulfill Category I code criteria. PLA codes are not required to fulfill the Category I criteria. The standards for inclusion in the PLA section are: The test must be commercially available in the United States for use on human specimens and The clinical laboratory or manufacturer that offers the test must request the code. For similar laboratory analyses that fulfill Category I criteria, see codes listed in the numeric 80000 series. When a PLA code is available to report a given proprietary laboratory service, that PLA code takes precedence. The service should not be reported with any other CPT® code(s) and other CPT® code(s) should not be used to report services that may be reported with that specific PLA code. These codes encompass all analytical services required for the analysis (eg, cell lysis, nucleic acid stabilization, extraction, digestion, amplification, hybridization and detection). For molecular analyses, additional procedures that are required prior to cell lysis (eg, microdissection [codes 88380 and 88381]) may be reported separately. Codes in this subsection are released on a quarterly basis to expedite dissemination for reporting. PLA codes will be published electronically on the AMA CPT® website (ama-assn.org/cpt-pla-codes), distributed via CPT® data files on a quarterly basis, and, at a minimum, made available in print annually in the CPT® codebook. See the Introduction section of the CPT® code set for a complete list of the dates of release and implementation. All codes that are included in this section are also included in Appendix O, with the procedure's proprietary name. In order to report a PLA code, the analysis performed must fulfill the code descriptor and must be the test represented by the proprietary name listed in Appendix O. In some instances, the descriptor language of PLA codes may be identical and the code may only be differentiated by the listed proprietary name in Appendix O. When more than one PLA has an identical descriptor, the codes will be denoted by the symbol "â™“." All PLA tests will have assigned codes in the PLA section of the code set. Any PLA coded test(s) that satisfies Category I criteria and has been accepted by the CPT® Editorial Panel will be designated by the addition of the symbol "^" to the existing PLA code and will remain in the PLA section of the code set. If a proprietary test has already been accepted for a Category I code and a code has not been published, subsequent application for a PLA code will take precedence. The code will only be placed in the PLA section. The accuracy of a PLA code is to be maintained by the original applicant, or the current owner of the test kit or laboratory performing the proprietary test. A new PLA code is required when: 1. Additional nucleic acid (DNA or RNA) and/or protein analysis(es) are added to the current PLA test, or 2. The name of the PLA test has changed in association with changes in test performance or test characteristics. The addition or modification of the therapeutic applications of the test require submission of a code change application, but it may not require a new code number. | 0001U-0599U | https://www.aapc.com/codes/cpt-codes/0311U | 2025-10-27T18:04:37.174654Z
0312U | Autoimmune diseases (eg, systemic lupus erythematosus [SLE]), analysis of 8 IgG autoantibodies and 2 cell-bound complement activation products using enzyme-linked immunosorbent immunoassay (ELISA), flow cytometry and indirect immunofluorescence, serum, or plasma and whole blood, individual components reported along with an algorithmic SLE-likelihood assessment | This is a Proprietary Laboratory Analyses (PLA) code, meaning that the code applies to only one unique lab test made by a specific manufacturer or performed by a specific lab. Report 0312U to be reported only for Avise® Lupus from Exagen, Inc. Using a specimen such as serum, or plasma and whole blood, the test identifies 10 biomarkers to aid in the differential diagnosis of systemic lupus erythematosus (SLE). The biomarkers include eight IgG autoantibodies associated with SLE and two cell–bound complement activation products (CB–CAPs). CB–CAPs are traces of cell–surface proteins activated as part of the complement immune system, which is the body’s first line of defense against foreign invaders. Explanation Using a specimen such as serum, or plasma and whole blood, the test identifies 10 biomarkers for systemic lupus erythematosus (SLE). The test uses flow cytometry to identify C4d fragments bound to erythrocytes (EC4d) and B–lymphocytes (BC4d); C4d is a degradation product of the complement immune pathway that is the body’s first line of defense against foreign invaders. The test also uses immunoassay methods to identify eight autoantibodies associated with SLE, such as anti–neutrophil antibody (ANA). This is a multianalyte assay with algorithmic analysis (MAAA), which includes the analytical services to produce test results, and uses those results as raw data for an algorithmic analysis that reports the findings as a probability or risk score. Avise® Lupus reports the results of each of the 10 biomarkers and uses an algorithmic analysis of those results to identify the patient as negative, indeterminate, or positive for SLE. Clinicians often order ANA as an initial test for autoimmune connective tissue disorders, but the test doesn’t distinguish between specific forms. The Avise® Lupus test may be a useful second–tier test for ANA positive patients to aid in differential diagnosis of SLE. Terminology Algorithm: A specific set of step–by–step calculations using defined inputs at each step to produce a useful output; for multianalyte assays with algorithmic analyses (MAAA), the output involves some sort of diagnostic or prognostic information about treatment options or disease outcomes. Autoantibody: A protein produced by the immune system that is directed against an individual’s own protein. Biomarker, biological marker, biochemical marker: A measurable substance, such as an enzyme, protein, or gene, that is an indicator of a condition, disease, or normal or abnormal process. Complement pathway: Part of the immune response that involves circulating proteins in plasma. Erythrocyte: Also known as red blood cells (RBCs), erythrocytes contain hemoglobin, which carries oxygen throughout the body, and make up one of the three main components of blood. Flow cytometry: A laboratory test in which a stream of stained or fluorescently marked blood cells are suspended in fluid in an electronic detector (flow cytometer); the cells travel in a single line past a focused light or laser beam that causes the stained cells to fluoresce and scatter light according to their DNA and nuclear structure; the fluorescence and light scatter are measured with a photodetector and analyzed; this test can be used to identify antigens and cancer cells as well as for staging. Immunoassay: A biochemical test that uses an antibody/antigen reaction to detect and possibly quantify a specific substance present in the specimen, such as blood. Lymphocytes: White blood cells involved in immunity, consisting of B cells, which create antibodies to infectious organisms, and T cells (thymocytes), which produce cell–mediated immune responses toxic to infectious agents. Multianalyte assays with algorithmic analyses (MAAA): A set of codes generally unique to a single clinical laboratory or manufacture; they typically list all the analytic and algorithmic analysis for a type of disease, such cancer; the type and number of analytes, such as proteins; the lab methods, such as immunoassay; the specimen type, such as blood; and the result type, such as prognostic risk score. Plasma: The liquid portion of blood that typically suspends blood cells; plasma accounts for about 55 percent of blood volume and contains important components such as proteins, electrolytes, hormones, and coagulation factors. Serum: The clear liquid portion of blood that is not cellular and contains important components such as antibodies, proteins produced in blood that are activated as part of the immune response to neutralize specific invaders such as bacteria or viruses. Systemic lupus erythematosus (SLE): An autoimmune disease of the connective tissues in which the body attacks itself, resulting in damage to organs, joints, and other tissues; often also resulting in inflammation of the skin. Tips Use this code only for the appropriate proprietary test; report one unit of this code for a single specimen analyzed on a single date of service. Some payers may pay separately for collecting the specimen. Additional Info “U” codes are included in the CPT® code set to identify specific proprietary laboratory analyses (PLA) tests. PLA codes take precedence over the usual 80000 series codes for laboratory/pathology. Use this code only for the above–described test; do not report this test using any other CPT® code. PLA code descriptors follow existing code conventions when possible, and lab techniques used include multianalyte assays with algorithmic analyses (MAAA) and genomic sequencing procedures (GSP), among others. Read Less | Range Specific Guideline Proprietary laboratory analyses (PLA) codes describe proprietary clinical laboratory analyses and can be either provided by a single ("sole-source") laboratory or licensed or marketed to multiple providing laboratories (eg, cleared or approved by the Food and Drug Administration [FDA]). This subsection includes advanced diagnostic laboratory tests (ADLTs) and clinical diagnostic laboratory tests (CDLTs), as defined under the Protecting Access to Medicare Act (PAMA) of 2014. These analyses may include a range of medical laboratory tests including, but not limited to, multianalyte assays with algorithmic analyses (MAAA) and genomic sequencing procedures (GSP). The descriptor nomenclature follows, where possible, existing code conventions (eg, MAAA, GSP). Unless specifically noted, even though the Proprietary Laboratory Analyses section of the code set is located at the end of the Pathology and Laboratory section of the code set, a PLA code does not fulfill Category I code criteria. PLA codes are not required to fulfill the Category I criteria. The standards for inclusion in the PLA section are: The test must be commercially available in the United States for use on human specimens and The clinical laboratory or manufacturer that offers the test must request the code. For similar laboratory analyses that fulfill Category I criteria, see codes listed in the numeric 80000 series. When a PLA code is available to report a given proprietary laboratory service, that PLA code takes precedence. The service should not be reported with any other CPT® code(s) and other CPT® code(s) should not be used to report services that may be reported with that specific PLA code. These codes encompass all analytical services required for the analysis (eg, cell lysis, nucleic acid stabilization, extraction, digestion, amplification, hybridization and detection). For molecular analyses, additional procedures that are required prior to cell lysis (eg, microdissection [codes 88380 and 88381]) may be reported separately. Codes in this subsection are released on a quarterly basis to expedite dissemination for reporting. PLA codes will be published electronically on the AMA CPT® website (ama-assn.org/cpt-pla-codes), distributed via CPT® data files on a quarterly basis, and, at a minimum, made available in print annually in the CPT® codebook. See the Introduction section of the CPT® code set for a complete list of the dates of release and implementation. All codes that are included in this section are also included in Appendix O, with the procedure's proprietary name. In order to report a PLA code, the analysis performed must fulfill the code descriptor and must be the test represented by the proprietary name listed in Appendix O. In some instances, the descriptor language of PLA codes may be identical and the code may only be differentiated by the listed proprietary name in Appendix O. When more than one PLA has an identical descriptor, the codes will be denoted by the symbol "â™“." All PLA tests will have assigned codes in the PLA section of the code set. Any PLA coded test(s) that satisfies Category I criteria and has been accepted by the CPT® Editorial Panel will be designated by the addition of the symbol "^" to the existing PLA code and will remain in the PLA section of the code set. If a proprietary test has already been accepted for a Category I code and a code has not been published, subsequent application for a PLA code will take precedence. The code will only be placed in the PLA section. The accuracy of a PLA code is to be maintained by the original applicant, or the current owner of the test kit or laboratory performing the proprietary test. A new PLA code is required when: 1. Additional nucleic acid (DNA or RNA) and/or protein analysis(es) are added to the current PLA test, or 2. The name of the PLA test has changed in association with changes in test performance or test characteristics. The addition or modification of the therapeutic applications of the test require submission of a code change application, but it may not require a new code number. | 0001U-0599U | https://www.aapc.com/codes/cpt-codes/0312U | 2025-10-27T18:04:55.523504Z
0313U | Oncology (pancreas), DNA and mRNA next-generation sequencing analysis of 74 genes and analysis of CEA (CEACAM5) gene expression, pancreatic cyst fluid, algorithm reported as a categorical result (ie, negative, low probability of neoplasia or positive, high probability of neoplasia) | This is a Proprietary Laboratory Analyses (PLA) code, meaning that the code applies to only one unique lab test made by a specific manufacturer or performed by a specific lab. Report 0313U only for PancreaSeq® Genomic Classifier from University of Pittsburgh Medical Center Molecular and Genomic Pathology Laboratory. Using fluid from a pancreatic cyst identified by imaging, the test uses next–generation sequencing (NGS) analysis of 74 genes and gene [removed]RNA) analysis of a gene known as carcinoembryonic antigen (CEA) or carcinoembryonic antigen–related cell adhesion molecule 5 (CEACAM5), which is a biomarker for gastrointestinal cancers. Using an algorithmic analysis of the results, the test provides a probability score of negative (low probability) or positive (high probability) that the cyst harbors genetic changes that could lead to cancer. Explanation Using a specimen such as endoscopic ultrasound fine needle aspirate (EUS–FNA) from a pancreatic cyst, the lab analyst uses next–generation sequencing (NGS) to interrogate 74 genes. The test allows detection of relevant mutations such as single nucleotide variants (SNVs), insertions and deletions (indels), loss of heterozygosity (LOH), and copy number variants (CNVs) relevant to pancreatic cyst progression to cancer. The test also uses quantitative reverse transcriptase–polymerase chain reaction (qRT–PCR) to detect gene expression of the carcinoembryonic antigen (CEA) gene, also known as carcinoembryonic antigen–related cell adhesion molecule 5 (CEACAM5). The CEA DNA is expressed by acting as a template for RNA in a process called transcription, then the RNA acts to produce the CEA protein in a process called translation. CEA protein is a specific marker for gastrointestinal cancer. This is a multianalyte assay with algorithmic analysis (MAAA), which includes the analytical services to produce test results, and uses those results as raw data for an algorithmic analysis that reports the findings as a probability or risk score. PancreaSeq® Genomic Classifier uses the lab test genetic findings in an algorithmic analysis to report negative or positive findings for pancreatic cyst types: benign (such as serous cystadenomas), mucinous (IPMN/MCN), or cystic pancreatic neuroendocrine tumors (PanNETs). The report also indicates the of risk of progression to pancreatic ductal adenocarcinomas. Clinicians may use the findings for prognosis and treatment indications. Terminology Adenocarcinoma: Cancer that begins in glandular cells. Algorithm: A specific set of step–by–step calculations using defined inputs at each step to produce a useful output; for multianalyte assays with algorithmic analyses (MAAA), the output involves some sort of diagnostic or prognostic information about treatment options or disease outcomes. Biomarker, biological marker, biochemical marker: A measurable substance, such as an enzyme, protein, or gene, that is an indicator of a condition, disease, or normal or abnormal process. Deoxyribonucleic acid (DNA): A form of nucleic acid that consists of a sequence of specific biological chemicals (nucleotides) which carry genetic information. Duplication and/or deletion: Increase and/or decrease in the normal copy number, which is two copies of a gene sequence. Endoscopy: Examination of a hollow organ or cavity using a lighted tubular instrument with attached camera specially designed for the procedure; endoscopies include those designed for examining the upper and lower intestinal (digestive) tract, the urinary system, the upper respiratory system, and the eye. Fine needle aspiration (FNA): A technique to obtain fluid, tissue, and/or cell samples for laboratory analysis by sucking (aspirating) them up into a syringe attached to a needle of very fine diameter inserted into the target area. Gene expression: The two–step process by which cells generate messenger RNA (mRNA) from a DNA template (transcription), then generate a protein from the mRNA template (translation). Multianalyte assays with algorithmic analyses (MAAA): A set of codes generally unique to a single clinical laboratory or manufacture; they typically list all the analytic and algorithmic analysis for a type of disease, such cancer; the type and number of analytes, such as proteins; the lab methods, such as immunoassay; the specimen type, such as blood; and the result type, such as prognostic risk score. Neuroendocrine tumors: Abnormal masses that originate from cells of the endocrine or nervous system, commonly occur in the intestines, but may also be found in the lung and other parts of the body. Next–generation sequencing (NGS): A general term for number of different modern DNA and RNA sequencing technologies that are quicker and cheaper than the previous methods; also known as high–throughput sequencing. Nucleotides: Biochemicals — sometimes called “bases” — that form the building blocks of nucleic acids, DNA and RNA; DNA is made up of four bases: adenine (A), cytosine (C), guanine (G), and thymine (T), while RNA uses uracil (U) in place of T; each base will pair with only one specific “complementary” base when forming DNA or RNA strands. Pancreas: An organ in the abdomen that produces enzymes to aid in digestion and control of blood sugar; islet cells scattered through the pancreas secrete a variety of hormones, including glucagon and insulin. Polymerase chain reaction (PCR): A rapid technique for making more copies (amplifying) of a DNA or RNA sequence used in the laboratory. Reverse transcription–polymerase chain reaction (RT–PCR): A technique to measure specimen RNA levels by reacting RNA with the enzyme reverse transcriptase to produce complementary DNA (cDNA), which is more stable than RNA, and then create more copies of the DNA by polymerase chain reaction (PCR). Ribonucleic acid (RNA): One of the essential building blocks of life, along with deoxyribonucleic acid (DNA) and proteins; RNA acts as a messenger (mRNA), carrying genetic information from DNA to proteins, helps regulate cellular processes, and, like enzymes, can speed up chemical reactions; RNA, rather than DNA, carries genetic information in some important viruses. Targeted region sequencing: A variation on targeted gene sequencing that focuses on single–nucleotide polymorphisms (SNPs), insertions/deletions (InDels), copy number variations (CNVs), and structural variants (SVs) which enables detection of rare variants with higher sensitivity and specificity. Transcription: Generation of complementary mRNA sequence from a DNA template. Tips Use this code only for the appropriate proprietary test; report one unit of this code for a single specimen analyzed on a single date of service. Additional Info “U” codes are included in the CPT® code set to identify specific proprietary laboratory analyses (PLA) tests. PLA codes take precedence over the usual 80000 series codes for laboratory/pathology. Use this code only for the above–described test; do not report this test using any other CPT® code. PLA code descriptors follow existing code conventions when possible, and lab techniques used include multianalyte assays with algorithmic analyses (MAAA) and genomic sequencing procedures (GSP), among others. Read Less | Range Specific Guideline Proprietary laboratory analyses (PLA) codes describe proprietary clinical laboratory analyses and can be either provided by a single ("sole-source") laboratory or licensed or marketed to multiple providing laboratories (eg, cleared or approved by the Food and Drug Administration [FDA]). This subsection includes advanced diagnostic laboratory tests (ADLTs) and clinical diagnostic laboratory tests (CDLTs), as defined under the Protecting Access to Medicare Act (PAMA) of 2014. These analyses may include a range of medical laboratory tests including, but not limited to, multianalyte assays with algorithmic analyses (MAAA) and genomic sequencing procedures (GSP). The descriptor nomenclature follows, where possible, existing code conventions (eg, MAAA, GSP). Unless specifically noted, even though the Proprietary Laboratory Analyses section of the code set is located at the end of the Pathology and Laboratory section of the code set, a PLA code does not fulfill Category I code criteria. PLA codes are not required to fulfill the Category I criteria. The standards for inclusion in the PLA section are: The test must be commercially available in the United States for use on human specimens and The clinical laboratory or manufacturer that offers the test must request the code. For similar laboratory analyses that fulfill Category I criteria, see codes listed in the numeric 80000 series. When a PLA code is available to report a given proprietary laboratory service, that PLA code takes precedence. The service should not be reported with any other CPT® code(s) and other CPT® code(s) should not be used to report services that may be reported with that specific PLA code. These codes encompass all analytical services required for the analysis (eg, cell lysis, nucleic acid stabilization, extraction, digestion, amplification, hybridization and detection). For molecular analyses, additional procedures that are required prior to cell lysis (eg, microdissection [codes 88380 and 88381]) may be reported separately. Codes in this subsection are released on a quarterly basis to expedite dissemination for reporting. PLA codes will be published electronically on the AMA CPT® website (ama-assn.org/cpt-pla-codes), distributed via CPT® data files on a quarterly basis, and, at a minimum, made available in print annually in the CPT® codebook. See the Introduction section of the CPT® code set for a complete list of the dates of release and implementation. All codes that are included in this section are also included in Appendix O, with the procedure's proprietary name. In order to report a PLA code, the analysis performed must fulfill the code descriptor and must be the test represented by the proprietary name listed in Appendix O. In some instances, the descriptor language of PLA codes may be identical and the code may only be differentiated by the listed proprietary name in Appendix O. When more than one PLA has an identical descriptor, the codes will be denoted by the symbol "â™“." All PLA tests will have assigned codes in the PLA section of the code set. Any PLA coded test(s) that satisfies Category I criteria and has been accepted by the CPT® Editorial Panel will be designated by the addition of the symbol "^" to the existing PLA code and will remain in the PLA section of the code set. If a proprietary test has already been accepted for a Category I code and a code has not been published, subsequent application for a PLA code will take precedence. The code will only be placed in the PLA section. The accuracy of a PLA code is to be maintained by the original applicant, or the current owner of the test kit or laboratory performing the proprietary test. A new PLA code is required when: 1. Additional nucleic acid (DNA or RNA) and/or protein analysis(es) are added to the current PLA test, or 2. The name of the PLA test has changed in association with changes in test performance or test characteristics. The addition or modification of the therapeutic applications of the test require submission of a code change application, but it may not require a new code number. | 0001U-0599U | https://www.aapc.com/codes/cpt-codes/0313U | 2025-10-27T18:05:13.343219Z
0314U | Oncology (cutaneous melanoma), mRNA gene expression profiling by RT-PCR of 35 genes (32 content and 3 housekeeping), utilizing formalin-fixed paraffin-embedded (FFPE) tissue, algorithm reported as a categorical result (ie, benign, intermediate, malignant) | This is a Proprietary Laboratory Analyses (PLA) code, meaning that the code applies to only one unique lab test made by a specific manufacturer or performed by a specific lab. Report 0314U for DecisionDx® DiffDx™ Melanoma from Castle Biosciences Inc. Using formalin–fixed paraffin–embedded (FFPE) tissue from a skin lesion suspicious for cutaneous (skin) melanoma, the test uses reverse–transcription polymerase chain reaction (RT–PCR) gene expression profiling to analyze the specimen for the activity of 35 genes (32 content and three housekeeping). An algorithmic analysis of the findings categorizes the lesion as benign, intermediate, or malignant. Explanation The lab analyst performs the test using a formalin–fixed paraffin–embedded (FFPE) skin lesion tissue specimen to quantitatively measure the activity of 35 genes (32 content and three housekeeping). The procedure uses reverse transcription–polymerase chain reaction (RT–PCR), which uses RNA in the specimen as a template to make DNA (reverse transcription) and creates more copies of the DNA using PCR. The RT–PCR process creates a gene expression profile, indicating which DNA sequences are actively expressed — that is, transcribed to RNA and translated to a protein that performs some function in the body. This is a multianalyte assay with algorithmic analysis (MAAA), which includes the analytical services to produce test results, and uses those results as raw data for an algorithmic analysis that reports the findings as a probability or risk score. DecisionDx® DiffDx™ categorizes the skin lesion as benign, intermediate, or malignant. The test has a low rate of intermediate results, which can help clinicians differentiate between benign and malignant skin lesions suspicious for melanoma. Clinicians may order this as a reflex test following a 0090U test that has intermediate results, because 0314U may provide additional clarity regarding a melanoma diagnosis. Terminology Algorithm: A specific set of step–by–step calculations using defined inputs at each step to produce a useful output; for multianalyte assays with algorithmic analyses (MAAA), the output involves some sort of diagnostic or prognostic information about treatment options or disease outcomes. Content genes: Specific genes targeted in genetic tests relevant to the condition being studied; often genes related to functioning of specific types of tissue or cells. Formalin–fixed paraffin–embedded (FFPE): A method to preserve a tissue specimen, such as a biopsy, and prepare it for microscopic examination; the process uses formalin (formaldehyde) to preserve (fix) the tissue and paraffin to embed the tissue in a waxy block that can be sliced thin for viewing on a microscope slide. Gene expression: The two–step process by which cells generate messenger RNA (mRNA) from a DNA template (transcription), then generate a protein from the mRNA template (translation). Housekeeping genes: Genes that are active in all cells because they are necessary for basic cellular function; often used as “control” genes in genetic tests. Melanoma: A deadly form of cancer, primarily of the skin, but it can affect other organs that contain melanocytes, cells that produce the pigment melanin. Multianalyte assays with algorithmic analyses (MAAA): A set of codes generally unique to a single clinical laboratory or manufacture; they typically list all the analytic and algorithmic analysis for a type of disease, such cancer; the type and number of analytes, such as proteins; the lab methods, such as immunoassay; the specimen type, such as blood; and the result type, such as prognostic risk score. Polymerase chain reaction (PCR): A rapid technique for making more copies (amplifying) of a DNA or RNA sequence used in the laboratory. Reverse transcription–polymerase chain reaction (RT–PCR): A technique to measure specimen RNA levels by reacting RNA with the enzyme reverse transcriptase to produce complementary DNA (cDNA), which is more stable than RNA, and then create more copies of the DNA by polymerase chain reaction (PCR). Tips Use this code only for the appropriate proprietary test; report one unit of this code for a single specimen analyzed on a single date of service. Distinguish this test from a similar test from Castle Biosciences, which is 0090U, myPath® Melanoma. Distinguish this test from a test for melanoma recurrence from Castle Biosciences, DecisionDx–Melanoma, reported using 81529. Additional Info “U” codes are included in the CPT® code set to identify specific proprietary laboratory analyses (PLA) tests. PLA codes take precedence over the usual 80000 series codes for laboratory/pathology. Use this code only for the above–described test; do not report this test using any other CPT® code. PLA code descriptors follow existing code conventions when possible, and lab techniques used include multianalyte assays with algorithmic analyses (MAAA) and genomic sequencing procedures (GSP), among others. Read Less | Range Specific Guideline Proprietary laboratory analyses (PLA) codes describe proprietary clinical laboratory analyses and can be either provided by a single ("sole-source") laboratory or licensed or marketed to multiple providing laboratories (eg, cleared or approved by the Food and Drug Administration [FDA]). This subsection includes advanced diagnostic laboratory tests (ADLTs) and clinical diagnostic laboratory tests (CDLTs), as defined under the Protecting Access to Medicare Act (PAMA) of 2014. These analyses may include a range of medical laboratory tests including, but not limited to, multianalyte assays with algorithmic analyses (MAAA) and genomic sequencing procedures (GSP). The descriptor nomenclature follows, where possible, existing code conventions (eg, MAAA, GSP). Unless specifically noted, even though the Proprietary Laboratory Analyses section of the code set is located at the end of the Pathology and Laboratory section of the code set, a PLA code does not fulfill Category I code criteria. PLA codes are not required to fulfill the Category I criteria. The standards for inclusion in the PLA section are: The test must be commercially available in the United States for use on human specimens and The clinical laboratory or manufacturer that offers the test must request the code. For similar laboratory analyses that fulfill Category I criteria, see codes listed in the numeric 80000 series. When a PLA code is available to report a given proprietary laboratory service, that PLA code takes precedence. The service should not be reported with any other CPT® code(s) and other CPT® code(s) should not be used to report services that may be reported with that specific PLA code. These codes encompass all analytical services required for the analysis (eg, cell lysis, nucleic acid stabilization, extraction, digestion, amplification, hybridization and detection). For molecular analyses, additional procedures that are required prior to cell lysis (eg, microdissection [codes 88380 and 88381]) may be reported separately. Codes in this subsection are released on a quarterly basis to expedite dissemination for reporting. PLA codes will be published electronically on the AMA CPT® website (ama-assn.org/cpt-pla-codes), distributed via CPT® data files on a quarterly basis, and, at a minimum, made available in print annually in the CPT® codebook. See the Introduction section of the CPT® code set for a complete list of the dates of release and implementation. All codes that are included in this section are also included in Appendix O, with the procedure's proprietary name. In order to report a PLA code, the analysis performed must fulfill the code descriptor and must be the test represented by the proprietary name listed in Appendix O. In some instances, the descriptor language of PLA codes may be identical and the code may only be differentiated by the listed proprietary name in Appendix O. When more than one PLA has an identical descriptor, the codes will be denoted by the symbol "â™“." All PLA tests will have assigned codes in the PLA section of the code set. Any PLA coded test(s) that satisfies Category I criteria and has been accepted by the CPT® Editorial Panel will be designated by the addition of the symbol "^" to the existing PLA code and will remain in the PLA section of the code set. If a proprietary test has already been accepted for a Category I code and a code has not been published, subsequent application for a PLA code will take precedence. The code will only be placed in the PLA section. The accuracy of a PLA code is to be maintained by the original applicant, or the current owner of the test kit or laboratory performing the proprietary test. A new PLA code is required when: 1. Additional nucleic acid (DNA or RNA) and/or protein analysis(es) are added to the current PLA test, or 2. The name of the PLA test has changed in association with changes in test performance or test characteristics. The addition or modification of the therapeutic applications of the test require submission of a code change application, but it may not require a new code number. | 0001U-0599U | https://www.aapc.com/codes/cpt-codes/0314U | 2025-10-27T18:05:31.040281Z
0315U | Oncology (cutaneous squamous cell carcinoma), mRNA gene expression profiling by RT-PCR of 40 genes (34 content and 6 housekeeping), utilizing formalin-fixed paraffin-embedded (FFPE) tissue, algorithm reported as a categorical risk result (ie, Class 1, Class 2A, Class 2B) | This is a Proprietary Laboratory Analyses (PLA) code, meaning that the code applies to only one unique lab test made by a specific manufacturer or performed by a specific lab. Report 0315U for DecisionDx®–SCC from Castle Biosciences, Inc. Using formalin–fixed paraffin–embedded (FFPE) tissue from a skin lesion diagnosed as squamous cell carcinoma (SCC), the test uses reverse–transcription polymerase chain reaction (RT–PCR) gene expression profiling to analyze the specimen for the activity of 40 genes (34 content and 6 housekeeping). An algorithmic analysis of the findings categorizes the risk of metastasis as Class 1 (low risk), Class 2A (moderate risk), and Class 2B (high risk). Explanation The lab analyst performs the test using a formalin–fixed paraffin–embedded (FFPE) tissue from a squamous cell carcinoma skin lesion to quantitatively measure the activity of 40 genes (34 content and six housekeeping). The procedure uses reverse transcription–polymerase chain reaction (RT–PCR), which uses RNA in the specimen as a template to make DNA (reverse transcription) and creates more copies of the DNA using PCR. The RT–PCR process creates a gene expression profile, indicating which DNA sequences are actively expressed — that is, transcribed to RNA and translated to a protein that performs some function in the body. This is a multianalyte assay with algorithmic analysis (MAAA), which includes the analytical services to produce test results and uses those results as raw data for an algorithmic analysis that reports the findings as a probability or risk score. DecisionDx®–SCC categorizes risk of metastasis of SCC tumors as Class 1 (low risk), Class 2A (moderate risk), and Class 2B (high risk). Clinicians may order this test for patients with SCC to predict the risk of metastasis better than other measures, such as tumor histology, diameter, location, depth, and staging. Accurate assessment of metastatic risk can impact patient care, including the need to evaluate lymph nodes, perform adjuvant therapy, and the frequency of follow–up surveillance. Terminology Adjuvant therapy: Treatment provided in addition to primary therapy; in cases of cancer, adjuvant therapy usually refers to chemotherapy or radiotherapy or both following surgery to remove the cancer. Algorithm: A specific set of step–by–step calculations using defined inputs at each step to produce a useful output; for multianalyte assays with algorithmic analyses (MAAA), the output involves some sort of diagnostic or prognostic information about treatment options or disease outcomes. Content genes: Specific genes targeted in genetic tests relevant to the condition being studied; often genes related to functioning of specific types of tissue or cells. Formalin–fixed paraffin–embedded (FFPE): A method to preserve a tissue specimen, such as a biopsy, and prepare it for microscopic examination; the process uses formalin (formaldehyde) to preserve (fix) the tissue and paraffin to embed the tissue in a waxy block that can be sliced thin for viewing on a microscope slide. Gene expression: The two–step process by which cells generate messenger RNA (mRNA) from a DNA template (transcription), then generate a protein from the mRNA template (translation). Housekeeping genes: Genes that are active in all cells because they are necessary for basic cellular function; often used as “control” genes in genetic tests. Next–generation sequencing (NGS): A general term for number of different modern DNA and RNA sequencing technologies that are quicker and cheaper than the previous methods; also known as high–throughput sequencing. Multianalyte assays with algorithmic analyses (MAAA): A set of codes generally unique to a single clinical laboratory or manufacture; they typically list all the analytic and algorithmic analysis for a type of disease, such cancer; the type and number of analytes, such as proteins; the lab methods, such as immunoassay; the specimen type, such as blood; and the result type, such as prognostic risk score. Polymerase chain reaction (PCR): A rapid technique for making more copies (amplifying) of a DNA or RNA sequence used in the laboratory. Reverse transcription–polymerase chain reaction (RT–PCR): A technique to measure specimen RNA levels by reacting RNA with the enzyme reverse transcriptase to produce complementary DNA (cDNA), which is more stable than RNA, and then create more copies of the DNA by polymerase chain reaction (PCR). Squamous cell carcinoma: Cancer that arises from uncontrolled multiplication of malignant cells deriving from epithelium or showing particular cytology of squamous cell differentiation; one of the most common cancers and frequently forms in large number of body tissues and organs, including the skin, lips, mouth, esophagus, prostate, lung, vagina, and cervix. Tips Use this code only for the appropriate proprietary test; report one unit of this code for a single specimen analyzed on a single date of service. Additional Info “U” codes are included in the CPT® code set to identify specific proprietary laboratory analyses (PLA) tests. PLA codes take precedence over the usual 80000 series codes for laboratory/pathology. Use this code only for the above–described test; do not report this test using any other CPT® code. PLA code descriptors follow existing code conventions when possible, and lab techniques used include multianalyte assays with algorithmic analyses (MAAA) and genomic sequencing procedures (GSP), among others. Read Less | Range Specific Guideline Proprietary laboratory analyses (PLA) codes describe proprietary clinical laboratory analyses and can be either provided by a single ("sole-source") laboratory or licensed or marketed to multiple providing laboratories (eg, cleared or approved by the Food and Drug Administration [FDA]). This subsection includes advanced diagnostic laboratory tests (ADLTs) and clinical diagnostic laboratory tests (CDLTs), as defined under the Protecting Access to Medicare Act (PAMA) of 2014. These analyses may include a range of medical laboratory tests including, but not limited to, multianalyte assays with algorithmic analyses (MAAA) and genomic sequencing procedures (GSP). The descriptor nomenclature follows, where possible, existing code conventions (eg, MAAA, GSP). Unless specifically noted, even though the Proprietary Laboratory Analyses section of the code set is located at the end of the Pathology and Laboratory section of the code set, a PLA code does not fulfill Category I code criteria. PLA codes are not required to fulfill the Category I criteria. The standards for inclusion in the PLA section are: The test must be commercially available in the United States for use on human specimens and The clinical laboratory or manufacturer that offers the test must request the code. For similar laboratory analyses that fulfill Category I criteria, see codes listed in the numeric 80000 series. When a PLA code is available to report a given proprietary laboratory service, that PLA code takes precedence. The service should not be reported with any other CPT® code(s) and other CPT® code(s) should not be used to report services that may be reported with that specific PLA code. These codes encompass all analytical services required for the analysis (eg, cell lysis, nucleic acid stabilization, extraction, digestion, amplification, hybridization and detection). For molecular analyses, additional procedures that are required prior to cell lysis (eg, microdissection [codes 88380 and 88381]) may be reported separately. Codes in this subsection are released on a quarterly basis to expedite dissemination for reporting. PLA codes will be published electronically on the AMA CPT® website (ama-assn.org/cpt-pla-codes), distributed via CPT® data files on a quarterly basis, and, at a minimum, made available in print annually in the CPT® codebook. See the Introduction section of the CPT® code set for a complete list of the dates of release and implementation. All codes that are included in this section are also included in Appendix O, with the procedure's proprietary name. In order to report a PLA code, the analysis performed must fulfill the code descriptor and must be the test represented by the proprietary name listed in Appendix O. In some instances, the descriptor language of PLA codes may be identical and the code may only be differentiated by the listed proprietary name in Appendix O. When more than one PLA has an identical descriptor, the codes will be denoted by the symbol "â™“." All PLA tests will have assigned codes in the PLA section of the code set. Any PLA coded test(s) that satisfies Category I criteria and has been accepted by the CPT® Editorial Panel will be designated by the addition of the symbol "^" to the existing PLA code and will remain in the PLA section of the code set. If a proprietary test has already been accepted for a Category I code and a code has not been published, subsequent application for a PLA code will take precedence. The code will only be placed in the PLA section. The accuracy of a PLA code is to be maintained by the original applicant, or the current owner of the test kit or laboratory performing the proprietary test. A new PLA code is required when: 1. Additional nucleic acid (DNA or RNA) and/or protein analysis(es) are added to the current PLA test, or 2. The name of the PLA test has changed in association with changes in test performance or test characteristics. The addition or modification of the therapeutic applications of the test require submission of a code change application, but it may not require a new code number. | 0001U-0599U | https://www.aapc.com/codes/cpt-codes/0315U | 2025-10-27T18:05:49.030887Z
0316U | Borrelia burgdorferi (Lyme disease), OspA protein evaluation, urine | This is a Proprietary Laboratory Analyses (PLA) code, meaning that the code applies to only one unique lab test made by a specific manufacturer or performed by a specific lab. Report 0316U only for Lyme Borrelia Nanotrap® Urine Antigen Test from Galaxy Diagnostics Inc. The test uses specialized nanoparticles (Nanotrap®) to capture outer surface protein A (OspA) present in urine of patients infected with Borrelia species, the organisms that cause Lyme disease. Following sample enrichment to ensure detection of small quantities of OspA, the test uses the Western blot lab procedure to quantify the protein as an indicator of active infection. Explanation The lab analyst processes a urine specimen from a patient with suspected Lyme disease, capturing any outer surface protein A (OspA) using specialized nanoparticles (Nanotrap®). OspA is present in urine of patients infected with Borrelia species, the organisms that cause Lyme disease. The analyst then performs a sample enrichment step that may concentrate OspA up to 10,000–fold to ensure detection of even a small amount of the protein in urine. Using sensitive Western blot equipment, the lab analyst applies an electrical field across a gel containing the specimen to separate protein fractions, then transfers the proteins to a membrane in a process called blotting, to quantify the level of OspA in the specimen. Presence of OspA confirms active infection with Borrelia species. Clinicians may order this test as a direct detection method for Borrelia infection alone or in addition to antibody testing. Direct detection may be more accurate than the Lyme disease two–tiered antibody testing standard that may result in false positives or negatives due to delayed antibody response or limited test sensitivity. Terminology Antibody: A protein produced by the body as an immune–system response to a specific antigen, such as a bacteria or foreign substance; lab tests may utilize reactions between antibodies and antigens to identify a substance in a patient specimen; may also be referred to as immunoglobulin. Antigen: A substance that the body reacts to with an immune response, such as by producing a specific antibody; lab tests may utilize reactions between antibodies and antigens to identify a substance in a patient specimen. Lyme disease (LD): An inflammatory disease caused by the bacterium Borrelia burgdorferi, spread by ticks. Western blot: A laboratory procedure that uses gel electrophoresis followed by membrane transfer; an electrical field is applied across a gel containing the specimen, which causes the protein fractions to migrate apart; the protein fractions are then transferred to a membrane in a process called blotting. Tips Use this code only for the appropriate proprietary test; report one unit of this code for a single specimen analyzed on a single date of service. Additional Info “U” codes are included in the CPT® code set to identify specific proprietary laboratory analyses (PLA) tests. PLA codes take precedence over the usual 80000 series codes for laboratory/pathology. Use this code only for the above–described test; do not report this test using any other CPT® code. PLA code descriptors follow existing code conventions when possible, and lab techniques used include multianalyte assays with algorithmic analyses (MAAA) and genomic sequencing procedures (GSP), among others. Read Less | Range Specific Guideline Proprietary laboratory analyses (PLA) codes describe proprietary clinical laboratory analyses and can be either provided by a single ("sole-source") laboratory or licensed or marketed to multiple providing laboratories (eg, cleared or approved by the Food and Drug Administration [FDA]). This subsection includes advanced diagnostic laboratory tests (ADLTs) and clinical diagnostic laboratory tests (CDLTs), as defined under the Protecting Access to Medicare Act (PAMA) of 2014. These analyses may include a range of medical laboratory tests including, but not limited to, multianalyte assays with algorithmic analyses (MAAA) and genomic sequencing procedures (GSP). The descriptor nomenclature follows, where possible, existing code conventions (eg, MAAA, GSP). Unless specifically noted, even though the Proprietary Laboratory Analyses section of the code set is located at the end of the Pathology and Laboratory section of the code set, a PLA code does not fulfill Category I code criteria. PLA codes are not required to fulfill the Category I criteria. The standards for inclusion in the PLA section are: The test must be commercially available in the United States for use on human specimens and The clinical laboratory or manufacturer that offers the test must request the code. For similar laboratory analyses that fulfill Category I criteria, see codes listed in the numeric 80000 series. When a PLA code is available to report a given proprietary laboratory service, that PLA code takes precedence. The service should not be reported with any other CPT® code(s) and other CPT® code(s) should not be used to report services that may be reported with that specific PLA code. These codes encompass all analytical services required for the analysis (eg, cell lysis, nucleic acid stabilization, extraction, digestion, amplification, hybridization and detection). For molecular analyses, additional procedures that are required prior to cell lysis (eg, microdissection [codes 88380 and 88381]) may be reported separately. Codes in this subsection are released on a quarterly basis to expedite dissemination for reporting. PLA codes will be published electronically on the AMA CPT® website (ama-assn.org/cpt-pla-codes), distributed via CPT® data files on a quarterly basis, and, at a minimum, made available in print annually in the CPT® codebook. See the Introduction section of the CPT® code set for a complete list of the dates of release and implementation. All codes that are included in this section are also included in Appendix O, with the procedure's proprietary name. In order to report a PLA code, the analysis performed must fulfill the code descriptor and must be the test represented by the proprietary name listed in Appendix O. In some instances, the descriptor language of PLA codes may be identical and the code may only be differentiated by the listed proprietary name in Appendix O. When more than one PLA has an identical descriptor, the codes will be denoted by the symbol "â™“." All PLA tests will have assigned codes in the PLA section of the code set. Any PLA coded test(s) that satisfies Category I criteria and has been accepted by the CPT® Editorial Panel will be designated by the addition of the symbol "^" to the existing PLA code and will remain in the PLA section of the code set. If a proprietary test has already been accepted for a Category I code and a code has not been published, subsequent application for a PLA code will take precedence. The code will only be placed in the PLA section. The accuracy of a PLA code is to be maintained by the original applicant, or the current owner of the test kit or laboratory performing the proprietary test. A new PLA code is required when: 1. Additional nucleic acid (DNA or RNA) and/or protein analysis(es) are added to the current PLA test, or 2. The name of the PLA test has changed in association with changes in test performance or test characteristics. The addition or modification of the therapeutic applications of the test require submission of a code change application, but it may not require a new code number. | 0001U-0599U | https://www.aapc.com/codes/cpt-codes/0316U | 2025-10-27T18:06:06.661938Z
0317U | Oncology (lung cancer), four-probe FISH (3q29, 3p22.1, 10q22.3, 10cen) assay, whole blood, predictive algorithm-generated evaluation reported as decreased or increased risk for lung cancer | This is a Proprietary Laboratory Analyses (PLA) code, meaning that the code applies to only one unique lab test made by a specific manufacturer or performed by a specific lab. Report 0317U only for LungLB® from LungLife AI®. The test evaluates a blood specimen from a patient with an indeterminate lung nodule identified by imaging. Using four fluorescence in situ hybridization (FISH) probes for rare target cells related to lung cancer, the test can stratify nodules as benign or cancerous and aid the clinician’s decision for biopsy or noninvasive monitoring. Explanation Using a blood specimen from a patient with an indeterminate lung nodule identified by imaging, the lab analyst performs fluorescence in situ hybridization (FISH) to target changes in four chromosomal regions: 3q29, 3p22.1, 10q22.3, and 10cen. FISH uses fluorescently labeled nucleic acid probes that selectively attach to DNA or RNA in the patient specimen in a process called hybridization. Microscopic observation of fluorescence in hybridized regions allows visualization of changes in the target chromosomal regions in the cells. This is a multianalyte assay with algorithmic analysis (MAAA), which includes the analytical services to produce test results, and uses those results as raw data for an algorithmic analysis that reports the findings as a probability or risk score. LungLB® predictive algorithm reports a decreased or increased risk for lung cancer. Clinicians may use the results of this test to determine the likelihood of the indeterminant lung nodule being benign or cancerous, thus aiding the decision to proceed to biopsy or follow a more conservative treatment route of noninvasive monitoring. Terminology Chromosome: Found in the nucleus of cells, a chromosome is a DNA molecule that appears as a threadlike structure, especially during cell division; the chromosomes that determine the sex of an individual are called sex chromosomes; males have one Y and one X chromosome, while females have two X chromosomes. Deoxyribonucleic acid (DNA): A form of nucleic acid that consists of a sequence of specific biological chemicals (nucleotides) which carry genetic information. Fluorescence in situ hybridization (FISH): A laboratory test in which a special stain that includes a DNA or RNA probe, which selectively attaches to a target segment of DNA or RNA, is applied to a tissue sample in situ hybridization (ISH); the probe includes some kind of marker, often a fluorescent molecule, which can be analyzed with a fluorescence microscope to detect and localize the target in the tissue (fluorescence ISH, or FISH); fluorescence describes a substance which absorbs and emits light. Hybridization: Forming a double–stranded DNA or RNA molecule by combining two complementary single strands, usually to identify a genetic mutation. Multianalyte assays with algorithmic analyses (MAAA): A set of codes generally unique to a single clinical laboratory or manufacture; they typically list all the analytic and algorithmic analysis for a type of disease, such cancer; the type and number of analytes, such as proteins; the lab methods, such as immunoassay; the specimen type, such as blood; and the result type, such as prognostic risk score. Ribonucleic acid (RNA): One of the essential building blocks of life, along with deoxyribonucleic acid (DNA) and proteins; RNA acts as a messenger (mRNA), carrying genetic information from DNA to proteins, helps regulate cellular processes, and, like enzymes, can speed up chemical reactions; RNA, rather than DNA, carries genetic information in some important viruses. Tips Use this code only for the appropriate proprietary test; report one unit of this code for a single specimen analyzed on a single date of service. Some payers may pay separately for collecting the specimen. Additional Info “U” codes are included in the CPT® code set to identify specific proprietary laboratory analyses (PLA) tests. PLA codes take precedence over the usual 80000 series codes for laboratory/pathology. Use this code only for the above–described test; do not report this test using any other CPT® code. PLA code descriptors follow existing code conventions when possible, and lab techniques used include multianalyte assays with algorithmic analyses (MAAA) and genomic sequencing procedures (GSP), among others. Read Less | Range Specific Guideline Proprietary laboratory analyses (PLA) codes describe proprietary clinical laboratory analyses and can be either provided by a single ("sole-source") laboratory or licensed or marketed to multiple providing laboratories (eg, cleared or approved by the Food and Drug Administration [FDA]). This subsection includes advanced diagnostic laboratory tests (ADLTs) and clinical diagnostic laboratory tests (CDLTs), as defined under the Protecting Access to Medicare Act (PAMA) of 2014. These analyses may include a range of medical laboratory tests including, but not limited to, multianalyte assays with algorithmic analyses (MAAA) and genomic sequencing procedures (GSP). The descriptor nomenclature follows, where possible, existing code conventions (eg, MAAA, GSP). Unless specifically noted, even though the Proprietary Laboratory Analyses section of the code set is located at the end of the Pathology and Laboratory section of the code set, a PLA code does not fulfill Category I code criteria. PLA codes are not required to fulfill the Category I criteria. The standards for inclusion in the PLA section are: The test must be commercially available in the United States for use on human specimens and The clinical laboratory or manufacturer that offers the test must request the code. For similar laboratory analyses that fulfill Category I criteria, see codes listed in the numeric 80000 series. When a PLA code is available to report a given proprietary laboratory service, that PLA code takes precedence. The service should not be reported with any other CPT® code(s) and other CPT® code(s) should not be used to report services that may be reported with that specific PLA code. These codes encompass all analytical services required for the analysis (eg, cell lysis, nucleic acid stabilization, extraction, digestion, amplification, hybridization and detection). For molecular analyses, additional procedures that are required prior to cell lysis (eg, microdissection [codes 88380 and 88381]) may be reported separately. Codes in this subsection are released on a quarterly basis to expedite dissemination for reporting. PLA codes will be published electronically on the AMA CPT® website (ama-assn.org/cpt-pla-codes), distributed via CPT® data files on a quarterly basis, and, at a minimum, made available in print annually in the CPT® codebook. See the Introduction section of the CPT® code set for a complete list of the dates of release and implementation. All codes that are included in this section are also included in Appendix O, with the procedure's proprietary name. In order to report a PLA code, the analysis performed must fulfill the code descriptor and must be the test represented by the proprietary name listed in Appendix O. In some instances, the descriptor language of PLA codes may be identical and the code may only be differentiated by the listed proprietary name in Appendix O. When more than one PLA has an identical descriptor, the codes will be denoted by the symbol "â™“." All PLA tests will have assigned codes in the PLA section of the code set. Any PLA coded test(s) that satisfies Category I criteria and has been accepted by the CPT® Editorial Panel will be designated by the addition of the symbol "^" to the existing PLA code and will remain in the PLA section of the code set. If a proprietary test has already been accepted for a Category I code and a code has not been published, subsequent application for a PLA code will take precedence. The code will only be placed in the PLA section. The accuracy of a PLA code is to be maintained by the original applicant, or the current owner of the test kit or laboratory performing the proprietary test. A new PLA code is required when: 1. Additional nucleic acid (DNA or RNA) and/or protein analysis(es) are added to the current PLA test, or 2. The name of the PLA test has changed in association with changes in test performance or test characteristics. The addition or modification of the therapeutic applications of the test require submission of a code change application, but it may not require a new code number. | 0001U-0599U | https://www.aapc.com/codes/cpt-codes/0317U | 2025-10-27T18:06:24.361364Z
0318U | Pediatrics (congenital epigenetic disorders), whole genome methylation analysis by microarray for 50 or more genes, blood | This is a Proprietary Laboratory Analyses (PLA) code, meaning that the code applies to only one unique lab test made by a specific manufacturer or performed by a specific lab. Report 0318U only for EpiSign Complete from Greenwood Genetic Center. Using a blood specimen, the test evaluates the pediatric patient’s genetic material (whole genome) using microarray technology to look for specific methylation changes in 50 or more genes. The pattern of methyl groups in the genes could aid in diagnosing the cause of observed developmental delays and features related to specific disorders present from birth. Explanation Using a blood specimen from a pediatric patient with unexplained developmental delays and/or features indicative of an underlying condition, the lab analyst performs microarray methylation analysis of the whole genome. A microarray is a slide printed with thousands of spots containing known DNA sequences that act as probes to detect complementary sequences in the patient specimen. The microarray for this test is specific for methyl groups that occur at specific places in DNA (methylation) of 50 or more genes. Methyl groups may impact how a gene is expressed, such as “turning off” the gene, leading to a specific condition. Conditions linked to gene expression rather than genetic mutations are called epigenetic. The test can detect methylation changes that are “epigenetic signatures” of over 50 specific conditions such as Prader–Willi syndrome or Fragile X syndrome. Clinicians may order this test as a screening tool for pediatric patients with specific developmental delays and/or characteristics. The test may help clinicians reach a diagnosis or narrow the focus for further testing to identify a specific clinical condition. Terminology Deoxyribonucleic acid (DNA): A form of nucleic acid that consists of a sequence of specific biological chemicals (nucleotides) which carry genetic information. Epigenetic: Related to nongenetic factors that influence how genes are activated or suppressed, called gene expression. Gene expression: The two–step process by which cells generate messenger RNA (mRNA) from a DNA template (transcription), then generate a protein from the mRNA template (translation). Methylation analysis: Analysis of DNA patterns following attachment of methyl groups to cytosine bases to indicate the presence or absence of genetic changes related to a disease. Microarray: A lab device composed of a surface with a grid of dots containing different DNA sequences that act as probes to capture targets in the specimen; used to map gene expression; sometimes called a gene chip. Tips Use this code only for the appropriate proprietary test; report one unit of this code for a single specimen analyzed on a single date of service. Some payers may pay separately for collecting the specimen. Additional Info “U” codes are included in the CPT® code set to identify specific proprietary laboratory analyses (PLA) tests. PLA codes take precedence over the usual 80000 series codes for laboratory/pathology. Use this code only for the above–described test; do not report this test using any other CPT® code. PLA code descriptors follow existing code conventions when possible, and lab techniques used include multianalyte assays with algorithmic analyses (MAAA) and genomic sequencing procedures (GSP), among others. Read Less | Range Specific Guideline Proprietary laboratory analyses (PLA) codes describe proprietary clinical laboratory analyses and can be either provided by a single ("sole-source") laboratory or licensed or marketed to multiple providing laboratories (eg, cleared or approved by the Food and Drug Administration [FDA]). This subsection includes advanced diagnostic laboratory tests (ADLTs) and clinical diagnostic laboratory tests (CDLTs), as defined under the Protecting Access to Medicare Act (PAMA) of 2014. These analyses may include a range of medical laboratory tests including, but not limited to, multianalyte assays with algorithmic analyses (MAAA) and genomic sequencing procedures (GSP). The descriptor nomenclature follows, where possible, existing code conventions (eg, MAAA, GSP). Unless specifically noted, even though the Proprietary Laboratory Analyses section of the code set is located at the end of the Pathology and Laboratory section of the code set, a PLA code does not fulfill Category I code criteria. PLA codes are not required to fulfill the Category I criteria. The standards for inclusion in the PLA section are: The test must be commercially available in the United States for use on human specimens and The clinical laboratory or manufacturer that offers the test must request the code. For similar laboratory analyses that fulfill Category I criteria, see codes listed in the numeric 80000 series. When a PLA code is available to report a given proprietary laboratory service, that PLA code takes precedence. The service should not be reported with any other CPT® code(s) and other CPT® code(s) should not be used to report services that may be reported with that specific PLA code. These codes encompass all analytical services required for the analysis (eg, cell lysis, nucleic acid stabilization, extraction, digestion, amplification, hybridization and detection). For molecular analyses, additional procedures that are required prior to cell lysis (eg, microdissection [codes 88380 and 88381]) may be reported separately. Codes in this subsection are released on a quarterly basis to expedite dissemination for reporting. PLA codes will be published electronically on the AMA CPT® website (ama-assn.org/cpt-pla-codes), distributed via CPT® data files on a quarterly basis, and, at a minimum, made available in print annually in the CPT® codebook. See the Introduction section of the CPT® code set for a complete list of the dates of release and implementation. All codes that are included in this section are also included in Appendix O, with the procedure's proprietary name. In order to report a PLA code, the analysis performed must fulfill the code descriptor and must be the test represented by the proprietary name listed in Appendix O. In some instances, the descriptor language of PLA codes may be identical and the code may only be differentiated by the listed proprietary name in Appendix O. When more than one PLA has an identical descriptor, the codes will be denoted by the symbol "â™“." All PLA tests will have assigned codes in the PLA section of the code set. Any PLA coded test(s) that satisfies Category I criteria and has been accepted by the CPT® Editorial Panel will be designated by the addition of the symbol "^" to the existing PLA code and will remain in the PLA section of the code set. If a proprietary test has already been accepted for a Category I code and a code has not been published, subsequent application for a PLA code will take precedence. The code will only be placed in the PLA section. The accuracy of a PLA code is to be maintained by the original applicant, or the current owner of the test kit or laboratory performing the proprietary test. A new PLA code is required when: 1. Additional nucleic acid (DNA or RNA) and/or protein analysis(es) are added to the current PLA test, or 2. The name of the PLA test has changed in association with changes in test performance or test characteristics. The addition or modification of the therapeutic applications of the test require submission of a code change application, but it may not require a new code number. | 0001U-0599U | https://www.aapc.com/codes/cpt-codes/0318U | 2025-10-27T18:06:42.718518Z
0319U | Nephrology (renal transplant), RNA expression by select transcriptome sequencing, using pretransplant peripheral blood, algorithm reported as a risk score for early acute rejection | Lay Term | Range Specific Guideline Proprietary laboratory analyses (PLA) codes describe proprietary clinical laboratory analyses and can be either provided by a single ("sole-source") laboratory or licensed or marketed to multiple providing laboratories (eg, cleared or approved by the Food and Drug Administration [FDA]). This subsection includes advanced diagnostic laboratory tests (ADLTs) and clinical diagnostic laboratory tests (CDLTs), as defined under the Protecting Access to Medicare Act (PAMA) of 2014. These analyses may include a range of medical laboratory tests including, but not limited to, multianalyte assays with algorithmic analyses (MAAA) and genomic sequencing procedures (GSP). The descriptor nomenclature follows, where possible, existing code conventions (eg, MAAA, GSP). Unless specifically noted, even though the Proprietary Laboratory Analyses section of the code set is located at the end of the Pathology and Laboratory section of the code set, a PLA code does not fulfill Category I code criteria. PLA codes are not required to fulfill the Category I criteria. The standards for inclusion in the PLA section are: The test must be commercially available in the United States for use on human specimens and The clinical laboratory or manufacturer that offers the test must request the code. For similar laboratory analyses that fulfill Category I criteria, see codes listed in the numeric 80000 series. When a PLA code is available to report a given proprietary laboratory service, that PLA code takes precedence. The service should not be reported with any other CPT® code(s) and other CPT® code(s) should not be used to report services that may be reported with that specific PLA code. These codes encompass all analytical services required for the analysis (eg, cell lysis, nucleic acid stabilization, extraction, digestion, amplification, hybridization and detection). For molecular analyses, additional procedures that are required prior to cell lysis (eg, microdissection [codes 88380 and 88381]) may be reported separately. Codes in this subsection are released on a quarterly basis to expedite dissemination for reporting. PLA codes will be published electronically on the AMA CPT® website (ama-assn.org/cpt-pla-codes), distributed via CPT® data files on a quarterly basis, and, at a minimum, made available in print annually in the CPT® codebook. See the Introduction section of the CPT® code set for a complete list of the dates of release and implementation. All codes that are included in this section are also included in Appendix O, with the procedure's proprietary name. In order to report a PLA code, the analysis performed must fulfill the code descriptor and must be the test represented by the proprietary name listed in Appendix O. In some instances, the descriptor language of PLA codes may be identical and the code may only be differentiated by the listed proprietary name in Appendix O. When more than one PLA has an identical descriptor, the codes will be denoted by the symbol "â™“." All PLA tests will have assigned codes in the PLA section of the code set. Any PLA coded test(s) that satisfies Category I criteria and has been accepted by the CPT® Editorial Panel will be designated by the addition of the symbol "^" to the existing PLA code and will remain in the PLA section of the code set. If a proprietary test has already been accepted for a Category I code and a code has not been published, subsequent application for a PLA code will take precedence. The code will only be placed in the PLA section. The accuracy of a PLA code is to be maintained by the original applicant, or the current owner of the test kit or laboratory performing the proprietary test. A new PLA code is required when: 1. Additional nucleic acid (DNA or RNA) and/or protein analysis(es) are added to the current PLA test, or 2. The name of the PLA test has changed in association with changes in test performance or test characteristics. The addition or modification of the therapeutic applications of the test require submission of a code change application, but it may not require a new code number. | 0001U-0599U | https://www.aapc.com/codes/cpt-codes/0319U | 2025-10-27T18:07:12.231975Z
0320U | Nephrology (renal transplant), RNA expression by select transcriptome sequencing, using posttransplant peripheral blood, algorithm reported as a risk score for acute cellular rejection | This is a Proprietary Laboratory Analyses (PLA) code, meaning that the code applies to only one unique lab test made by a specific manufacturer or performed by a specific lab. Report 0320U only for Tuteva™ from Verici Dx Inc. Using a blood specimen from a patient following a kidney transplant, the test uses next–generation sequencing (NGS) of specific parts of the transcriptome (mRNA transcribed from DNA) to evaluate gene expression related to immune response. The test uses an algorithmic analysis of the findings to report a risk score for acute or subclinical graft rejection. Explanation Using a blood specimen from a patient following a kidney transplant, the lab analyst uses next–generation sequencing (NGS) of specific parts of the transcriptome (messenger RNA transcribed from DNA) to evaluate gene expression related to immune response and other biologically important process involved in transplant rejection. This is a multianalyte assay with algorithmic analysis (MAAA), which includes the analytical services to produce test results, and uses those results as raw data for an algorithmic analysis that reports the findings as a probability or risk score. The Tuteva™ algorithm results in a risk score for acute or subclinical graft rejection. Clinicians may order this test as part of kidney transplant follow–up testing, possibly performing the test sequentially over time depending on the findings. The risk–of–rejection score, coupled with clinical and pathological findings, may help the clinician balance protocols for immunosuppression and also detect early signs of graft (transplanted tissue) injury or rejection. Terminology Deoxyribonucleic acid (DNA): A form of nucleic acid that consists of a sequence of specific biological chemicals (nucleotides) which carry genetic information. Gene expression: The two–step process by which cells generate messenger RNA (mRNA) from a DNA template (transcription), then generate a protein from the mRNA template (translation). Multianalyte assays with algorithmic analyses (MAAA): A set of codes generally unique to a single clinical laboratory or manufacture; they typically list all the analytic and algorithmic analysis for a type of disease, such cancer; the type and number of analytes, such as proteins; the lab methods, such as immunoassay; the specimen type, such as blood; and the result type, such as prognostic risk score. Next–generation sequencing (NGS): A general term for a number of different modern DNA and RNA sequencing technologies that are quicker and cheaper than the previous methods; also known as high–throughput sequencing. Ribonucleic acid (RNA): One of the essential building blocks of life, along with deoxyribonucleic acid (DNA) and proteins; RNA acts as a messenger (mRNA), carrying genetic information from DNA to proteins, helps regulate cellular processes, and, like enzymes, can speed up chemical reactions; RNA, rather than DNA, carries genetic information in some important viruses. Transcription: Generation of complementary mRNA sequence from a DNA template. Transcriptome: The collection of messenger RNA (mRNA) expressed by an organism, or by a particular type of cell or tissue. Transplant: (Noun) Tissue or organs removed from one person (donor) and placed in another (recipient), also transplantation, allotransplantation; tissue moved from within one location in the body to another, also allograft, autotransplantation; (verb) to transfer aforementioned tissue or organs. Tips Use this code only for the appropriate proprietary test; report one unit of this code for a single specimen analyzed on a single date of service. Some payers may pay separately for collecting the specimen. Make sure to distinguish 0319U for pre–kidney transplant testing from 0320U for post–kidney transplant testing. Additional Info “U” codes are included in the CPT® code set to identify specific proprietary laboratory analyses (PLA) tests. PLA codes take precedence over the usual 80000 series codes for laboratory/pathology. Use this code only for the above–described test; do not report this test using any other CPT® code. PLA code descriptors follow existing code conventions when possible, and lab techniques used include multianalyte assays with algorithmic analyses (MAAA) and genomic sequencing procedures (GSP), among others. Read Less | Range Specific Guideline Proprietary laboratory analyses (PLA) codes describe proprietary clinical laboratory analyses and can be either provided by a single ("sole-source") laboratory or licensed or marketed to multiple providing laboratories (eg, cleared or approved by the Food and Drug Administration [FDA]). This subsection includes advanced diagnostic laboratory tests (ADLTs) and clinical diagnostic laboratory tests (CDLTs), as defined under the Protecting Access to Medicare Act (PAMA) of 2014. These analyses may include a range of medical laboratory tests including, but not limited to, multianalyte assays with algorithmic analyses (MAAA) and genomic sequencing procedures (GSP). The descriptor nomenclature follows, where possible, existing code conventions (eg, MAAA, GSP). Unless specifically noted, even though the Proprietary Laboratory Analyses section of the code set is located at the end of the Pathology and Laboratory section of the code set, a PLA code does not fulfill Category I code criteria. PLA codes are not required to fulfill the Category I criteria. The standards for inclusion in the PLA section are: The test must be commercially available in the United States for use on human specimens and The clinical laboratory or manufacturer that offers the test must request the code. For similar laboratory analyses that fulfill Category I criteria, see codes listed in the numeric 80000 series. When a PLA code is available to report a given proprietary laboratory service, that PLA code takes precedence. The service should not be reported with any other CPT® code(s) and other CPT® code(s) should not be used to report services that may be reported with that specific PLA code. These codes encompass all analytical services required for the analysis (eg, cell lysis, nucleic acid stabilization, extraction, digestion, amplification, hybridization and detection). For molecular analyses, additional procedures that are required prior to cell lysis (eg, microdissection [codes 88380 and 88381]) may be reported separately. Codes in this subsection are released on a quarterly basis to expedite dissemination for reporting. PLA codes will be published electronically on the AMA CPT® website (ama-assn.org/cpt-pla-codes), distributed via CPT® data files on a quarterly basis, and, at a minimum, made available in print annually in the CPT® codebook. See the Introduction section of the CPT® code set for a complete list of the dates of release and implementation. All codes that are included in this section are also included in Appendix O, with the procedure's proprietary name. In order to report a PLA code, the analysis performed must fulfill the code descriptor and must be the test represented by the proprietary name listed in Appendix O. In some instances, the descriptor language of PLA codes may be identical and the code may only be differentiated by the listed proprietary name in Appendix O. When more than one PLA has an identical descriptor, the codes will be denoted by the symbol "â™“." All PLA tests will have assigned codes in the PLA section of the code set. Any PLA coded test(s) that satisfies Category I criteria and has been accepted by the CPT® Editorial Panel will be designated by the addition of the symbol "^" to the existing PLA code and will remain in the PLA section of the code set. If a proprietary test has already been accepted for a Category I code and a code has not been published, subsequent application for a PLA code will take precedence. The code will only be placed in the PLA section. The accuracy of a PLA code is to be maintained by the original applicant, or the current owner of the test kit or laboratory performing the proprietary test. A new PLA code is required when: 1. Additional nucleic acid (DNA or RNA) and/or protein analysis(es) are added to the current PLA test, or 2. The name of the PLA test has changed in association with changes in test performance or test characteristics. The addition or modification of the therapeutic applications of the test require submission of a code change application, but it may not require a new code number. | 0001U-0599U | https://www.aapc.com/codes/cpt-codes/0320U | 2025-10-27T18:07:30.388652Z
0321U | Infectious agent detection by nucleic acid (DNA or RNA), genitourinary pathogens, identification of 20 bacterial and fungal organisms and identification of 16 associated antibiotic-resistance genes, multiplex amplified probe technique | This is a Proprietary Laboratory Analyses (PLA) code, meaning that the code applies to only one unique lab test made by a specific manufacturer or performed by a specific lab. Report 0321U only for Bridge Urinary Tract Infection Detection and Resistance Test from Bridge Diagnostics. Using multiple nucleic acid probes to identify any of 20 specific bacterial or fungal organisms that may be present in a urine specimen, the test may help clinicians diagnose the causative organism for a urinary tract infection. The test also includes probes for 16 associated antibiotic resistance genes, and the results may help guide clinician choice of antibiotic treatment or identify the need for further testing. Explanation Using a urine specimen from a patient with a urinary tract infection, the lab analyst uses multiplex amplified nucleic acid probe technique to evaluate the specimen for the presence of any of 20 specific bacterial or fungal organisms. The method involves creating additional copies of target DNA in the specimen (amplification) and using multiple DNA probes (multiplex) to capture and identify the target(s). The test also uses probes for 16 associated antibiotic resistance genes. Clinicians may order this test for patients with symptoms of a urinary tract infection to help identify the causative organism and provide information about possible antibiotic resistance. The test results may help guide selection of an effective antibiotic regimen. Terminology Amplification: Making more copies of a desired gene for study by processes such as polymerase chain reaction (PCR) or transcription of DNA to RNA and reverse transcription from RNA to make an additional copy of the DNA. Deoxyribonucleic acid (DNA): A form of nucleic acid that consists of a sequence of specific biological chemicals (nucleotides) which carry genetic information. Nucleic acid: A sequence of specific biological chemicals (nucleotides) that carry genetic information; known as deoxyribonucleic acid (DNA) or ribonucleic acid (RNA). Ribonucleic acid (RNA): One of the essential building blocks of life, along with deoxyribonucleic acid (DNA) and proteins; RNA acts as a messenger (mRNA), carrying genetic information from DNA to proteins, helps regulate cellular processes, and, like enzymes, can speed up chemical reactions; RNA, rather than DNA, carries genetic information in some important viruses. Tips Use this code only for the appropriate proprietary test; report one unit of this code for a single specimen analyzed on a single date of service. Additional Info “U” codes are included in the CPT® code set to identify specific proprietary laboratory analyses (PLA) tests. PLA codes take precedence over the usual 80000 series codes for laboratory/pathology. Use this code only for the above–described test; do not report this test using any other CPT® code. PLA code descriptors follow existing code conventions when possible, and lab techniques used include multianalyte assays with algorithmic analyses (MAAA) and genomic sequencing procedures (GSP), among others. Read Less | Range Specific Guideline Proprietary laboratory analyses (PLA) codes describe proprietary clinical laboratory analyses and can be either provided by a single ("sole-source") laboratory or licensed or marketed to multiple providing laboratories (eg, cleared or approved by the Food and Drug Administration [FDA]). This subsection includes advanced diagnostic laboratory tests (ADLTs) and clinical diagnostic laboratory tests (CDLTs), as defined under the Protecting Access to Medicare Act (PAMA) of 2014. These analyses may include a range of medical laboratory tests including, but not limited to, multianalyte assays with algorithmic analyses (MAAA) and genomic sequencing procedures (GSP). The descriptor nomenclature follows, where possible, existing code conventions (eg, MAAA, GSP). Unless specifically noted, even though the Proprietary Laboratory Analyses section of the code set is located at the end of the Pathology and Laboratory section of the code set, a PLA code does not fulfill Category I code criteria. PLA codes are not required to fulfill the Category I criteria. The standards for inclusion in the PLA section are: The test must be commercially available in the United States for use on human specimens and The clinical laboratory or manufacturer that offers the test must request the code. For similar laboratory analyses that fulfill Category I criteria, see codes listed in the numeric 80000 series. When a PLA code is available to report a given proprietary laboratory service, that PLA code takes precedence. The service should not be reported with any other CPT® code(s) and other CPT® code(s) should not be used to report services that may be reported with that specific PLA code. These codes encompass all analytical services required for the analysis (eg, cell lysis, nucleic acid stabilization, extraction, digestion, amplification, hybridization and detection). For molecular analyses, additional procedures that are required prior to cell lysis (eg, microdissection [codes 88380 and 88381]) may be reported separately. Codes in this subsection are released on a quarterly basis to expedite dissemination for reporting. PLA codes will be published electronically on the AMA CPT® website (ama-assn.org/cpt-pla-codes), distributed via CPT® data files on a quarterly basis, and, at a minimum, made available in print annually in the CPT® codebook. See the Introduction section of the CPT® code set for a complete list of the dates of release and implementation. All codes that are included in this section are also included in Appendix O, with the procedure's proprietary name. In order to report a PLA code, the analysis performed must fulfill the code descriptor and must be the test represented by the proprietary name listed in Appendix O. In some instances, the descriptor language of PLA codes may be identical and the code may only be differentiated by the listed proprietary name in Appendix O. When more than one PLA has an identical descriptor, the codes will be denoted by the symbol "â™“." All PLA tests will have assigned codes in the PLA section of the code set. Any PLA coded test(s) that satisfies Category I criteria and has been accepted by the CPT® Editorial Panel will be designated by the addition of the symbol "^" to the existing PLA code and will remain in the PLA section of the code set. If a proprietary test has already been accepted for a Category I code and a code has not been published, subsequent application for a PLA code will take precedence. The code will only be placed in the PLA section. The accuracy of a PLA code is to be maintained by the original applicant, or the current owner of the test kit or laboratory performing the proprietary test. A new PLA code is required when: 1. Additional nucleic acid (DNA or RNA) and/or protein analysis(es) are added to the current PLA test, or 2. The name of the PLA test has changed in association with changes in test performance or test characteristics. The addition or modification of the therapeutic applications of the test require submission of a code change application, but it may not require a new code number. | 0001U-0599U | https://www.aapc.com/codes/cpt-codes/0321U | 2025-10-27T18:07:48.623586Z
0322U | Neurology (autism spectrum disorder [ASD]), quantitative measurements of 14 acyl carnitines and microbiome-derived metabolites, liquid chromatography with tandem mass spectrometry (LC-MS/MS), plasma, results reported as negative or positive for risk of metabolic subtypes associated with ASD | This is a Proprietary Laboratory Analyses (PLA) code, meaning that the code applies to only one unique lab test made by a specific manufacturer or performed by a specific lab. Report 0322U only for NPDX ASD Test Panel III from Stemina Biomarker Discovery, NeuroPointDX division. The test uses liquid chromatography with tandem mass spectrometry (LC–MS/MS) to evaluate the level of metabolism–related chemical compounds in a plasma specimen. Based on an algorithmic analysis, the test results are reported as positive or negative for findings of a metabolic profile associated with autism spectrum disorder (ASD). Explanation The lab analyst uses liquid chromatography and mass spectrometry (LC–MS/MS) to evaluate a plasma specimen for 14 acyl carnitines (a kind of organic compound) and products of metabolism related to microbes in the body (microbiome). LC–MS/MS is an automated laboratory platform that separates, identifies, and quantifies the level of specific chemical compounds in a specimen. This procedure is a multianalyte assay with algorithmic analysis (MAAA) test, which means that it includes both the analytical services to produce test results, and algorithmic analysis of those results (and possibly other patient data) to report a risk or prognostic score. NPDX ASD Test Panel III reports a negative or positive risk of metabolic subtypes associated with autism spectrum disorder (ASD). Terminology Algorithm: A specific set of step–by–step calculations using defined inputs at each step to produce a useful output; for multianalyte assays with algorithmic analyses (MAAA), the output involves some sort of diagnostic or prognostic information about treatment options or disease outcomes. Liquid chromatography–tandem mass spectrometry (LC–MS/MS): An automated laboratory test that combines liquid chromatography (LC), which separates components by passing the mixture through a mobile phase in which the components move at different rates, and two mass spectrometry (MS) steps, first to identify components by mass–to–charge ratio, and then to quantify the amounts of the components. Microbiome: Set of microorganisms, such as bacteria and fungi, that live in a specific environment such as the human gut or skin. Multianalyte assays with algorithmic analyses (MAAA): A set of codes generally unique to a single clinical laboratory or manufacture; they typically list all the analytic and algorithmic analysis for a type of disease, such cancer; the type and number of analytes, such as proteins; the lab methods, such as immunoassay; the specimen type, such as blood; and the result type, such as prognostic risk score. Plasma: The liquid portion of blood that typically suspends blood cells; plasma accounts for about 55 percent of blood volume and contains important components such as proteins, electrolytes, hormones, and coagulation factors. Tips Use this code only for the appropriate proprietary test; report one unit of this code for a single specimen analyzed on a single date of service. Distinguish this code from 0063U, a distinct NPDX ASD panel that identifies 32 amines using LC–MS/MS and includes an algorithmic analysis for a metabolic signature associated with ASD. Additional Info “U” codes are included in the CPT® code set to identify specific proprietary laboratory analyses (PLA) tests. PLA codes take precedence over the usual 80000 series codes for laboratory/pathology. Use this code only for the above–described test; do not report this test using any other CPT® code. PLA code descriptors follow existing code conventions when possible, and lab techniques used include multianalyte assays with algorithmic analyses (MAAA) and genomic sequencing procedures (GSP), among others. Read Less | Range Specific Guideline Proprietary laboratory analyses (PLA) codes describe proprietary clinical laboratory analyses and can be either provided by a single ("sole-source") laboratory or licensed or marketed to multiple providing laboratories (eg, cleared or approved by the Food and Drug Administration [FDA]). This subsection includes advanced diagnostic laboratory tests (ADLTs) and clinical diagnostic laboratory tests (CDLTs), as defined under the Protecting Access to Medicare Act (PAMA) of 2014. These analyses may include a range of medical laboratory tests including, but not limited to, multianalyte assays with algorithmic analyses (MAAA) and genomic sequencing procedures (GSP). The descriptor nomenclature follows, where possible, existing code conventions (eg, MAAA, GSP). Unless specifically noted, even though the Proprietary Laboratory Analyses section of the code set is located at the end of the Pathology and Laboratory section of the code set, a PLA code does not fulfill Category I code criteria. PLA codes are not required to fulfill the Category I criteria. The standards for inclusion in the PLA section are: The test must be commercially available in the United States for use on human specimens and The clinical laboratory or manufacturer that offers the test must request the code. For similar laboratory analyses that fulfill Category I criteria, see codes listed in the numeric 80000 series. When a PLA code is available to report a given proprietary laboratory service, that PLA code takes precedence. The service should not be reported with any other CPT® code(s) and other CPT® code(s) should not be used to report services that may be reported with that specific PLA code. These codes encompass all analytical services required for the analysis (eg, cell lysis, nucleic acid stabilization, extraction, digestion, amplification, hybridization and detection). For molecular analyses, additional procedures that are required prior to cell lysis (eg, microdissection [codes 88380 and 88381]) may be reported separately. Codes in this subsection are released on a quarterly basis to expedite dissemination for reporting. PLA codes will be published electronically on the AMA CPT® website (ama-assn.org/cpt-pla-codes), distributed via CPT® data files on a quarterly basis, and, at a minimum, made available in print annually in the CPT® codebook. See the Introduction section of the CPT® code set for a complete list of the dates of release and implementation. All codes that are included in this section are also included in Appendix O, with the procedure's proprietary name. In order to report a PLA code, the analysis performed must fulfill the code descriptor and must be the test represented by the proprietary name listed in Appendix O. In some instances, the descriptor language of PLA codes may be identical and the code may only be differentiated by the listed proprietary name in Appendix O. When more than one PLA has an identical descriptor, the codes will be denoted by the symbol "â™“." All PLA tests will have assigned codes in the PLA section of the code set. Any PLA coded test(s) that satisfies Category I criteria and has been accepted by the CPT® Editorial Panel will be designated by the addition of the symbol "^" to the existing PLA code and will remain in the PLA section of the code set. If a proprietary test has already been accepted for a Category I code and a code has not been published, subsequent application for a PLA code will take precedence. The code will only be placed in the PLA section. The accuracy of a PLA code is to be maintained by the original applicant, or the current owner of the test kit or laboratory performing the proprietary test. A new PLA code is required when: 1. Additional nucleic acid (DNA or RNA) and/or protein analysis(es) are added to the current PLA test, or 2. The name of the PLA test has changed in association with changes in test performance or test characteristics. The addition or modification of the therapeutic applications of the test require submission of a code change application, but it may not require a new code number. | 0001U-0599U | https://www.aapc.com/codes/cpt-codes/0322U | 2025-10-27T18:08:06.373437Z
0323U | Infectious agent detection by nucleic acid (DNA and RNA), central nervous system pathogen, metagenomic next-generation sequencing, cerebrospinal fluid (CSF), identification of pathogenic bacteria, viruses, parasites, or fungi | This is a Proprietary Laboratory Analyses (PLA) code, meaning that the code applies to only one unique lab test made by a specific manufacturer or performed by a specific lab. Report 0323U only for Johns Hopkins Metagenomic Next Generation Sequencing Assay for Infectious Disease Diagnostics from Johns Hopkins Medical Microbiology Laboratory. The test uses next–generation sequencing (NGS) of a cerebrospinal fluid (CSF) specimen in a patient with a central nervous system infection of unknown origin to identify the presence of any pathogenic (disease–causing) organism(s). Explanation The lab analyst evaluates a cerebrospinal fluid (CSF) specimen in a patient with a central nervous system infection of unknown origin using next–generation sequencing (NGS) for direct DNA and RNA sequencing of the specimen. NGS uses an automated instrument that can simultaneously determine the order of DNA or RNA nucleotides in many genes and uses bioinformatics to interpret the results. The analysis generates millions of DNA and RNA reads (sequences of base pairs) from the specimen. The test is a metagenomic analysis because it evaluates the genetic material of all the organisms in the specimen. This test compares the NGS reads to a database of the human genome and genomes of thousands of pathogens (bacteria, viruses, fungi, and other eukaryotes) to identify the presence of pathogenic (disease–causing) organism(s) in the CSF. Clinicians may use this analysis for patients with symptoms of a brain infection to quickly identify the causative organism. Compared to traditional diagnostics, this test may help avoid invasive tests such as brain biopsy and extensive trials of various antibiotics by quickly zeroing in on the infectious agent and appropriate treatment. Terminology Bioinformatics: Discipline used to gather, store, and evaluate biological data, such as gene sequences, using computer systems. Cerebrospinal fluid (CSF): A clear serum–like fluid that circulates in the ventricles of the brain and around the surface of the brain and spinal cord; it helps maintain uniform pressure within the spinal cord and brain. Deoxyribonucleic acid (DNA): A form of nucleic acid that consists of a sequence of specific biological chemicals (nucleotides) that carry genetic information. Eukaryotes: The class of all single– or multi–cell organisms other than prokaryotes (which are single–celled organisms without a distinct nucleus: bacteria and cyanobacteria). Metagenomics: Analysis of entire nucleotide sequences from all organisms in a specimen, including microbes. Next–generation sequencing (NGS): A general term for a number of different modern DNA and RNA sequencing technologies that are quicker and cheaper than the previous methods; also known as high–throughput sequencing. Pathogenic: Causing disease; may be used to describe disease–causing organisms such as viruses, bacteria, and parasites, or genetic mutations. Ribonucleic acid (RNA): One of the essential building blocks of life, along with deoxyribonucleic acid (DNA) and proteins; RNA acts as a messenger (mRNA), carrying genetic information from DNA to proteins, helps regulate cellular processes, and, like enzymes, can speed up chemical reactions; RNA, rather than DNA, carries genetic information in some important viruses. Tips Use this code only for the appropriate proprietary test; report one unit of this code for a single specimen analyzed on a single date of service. Additional Info “U” codes are included in the CPT® code set to identify specific proprietary laboratory analyses (PLA) tests. PLA codes take precedence over the usual 80000 series codes for laboratory/pathology. Use this code only for the above–described test; do not report this test using any other CPT® code. PLA code descriptors follow existing code conventions when possible, and lab techniques used include multianalyte assays with algorithmic analyses (MAAA) and genomic sequencing procedures (GSP), among others. Read Less | Range Specific Guideline Proprietary laboratory analyses (PLA) codes describe proprietary clinical laboratory analyses and can be either provided by a single ("sole-source") laboratory or licensed or marketed to multiple providing laboratories (eg, cleared or approved by the Food and Drug Administration [FDA]). This subsection includes advanced diagnostic laboratory tests (ADLTs) and clinical diagnostic laboratory tests (CDLTs), as defined under the Protecting Access to Medicare Act (PAMA) of 2014. These analyses may include a range of medical laboratory tests including, but not limited to, multianalyte assays with algorithmic analyses (MAAA) and genomic sequencing procedures (GSP). The descriptor nomenclature follows, where possible, existing code conventions (eg, MAAA, GSP). Unless specifically noted, even though the Proprietary Laboratory Analyses section of the code set is located at the end of the Pathology and Laboratory section of the code set, a PLA code does not fulfill Category I code criteria. PLA codes are not required to fulfill the Category I criteria. The standards for inclusion in the PLA section are: The test must be commercially available in the United States for use on human specimens and The clinical laboratory or manufacturer that offers the test must request the code. For similar laboratory analyses that fulfill Category I criteria, see codes listed in the numeric 80000 series. When a PLA code is available to report a given proprietary laboratory service, that PLA code takes precedence. The service should not be reported with any other CPT® code(s) and other CPT® code(s) should not be used to report services that may be reported with that specific PLA code. These codes encompass all analytical services required for the analysis (eg, cell lysis, nucleic acid stabilization, extraction, digestion, amplification, hybridization and detection). For molecular analyses, additional procedures that are required prior to cell lysis (eg, microdissection [codes 88380 and 88381]) may be reported separately. Codes in this subsection are released on a quarterly basis to expedite dissemination for reporting. PLA codes will be published electronically on the AMA CPT® website (ama-assn.org/cpt-pla-codes), distributed via CPT® data files on a quarterly basis, and, at a minimum, made available in print annually in the CPT® codebook. See the Introduction section of the CPT® code set for a complete list of the dates of release and implementation. All codes that are included in this section are also included in Appendix O, with the procedure's proprietary name. In order to report a PLA code, the analysis performed must fulfill the code descriptor and must be the test represented by the proprietary name listed in Appendix O. In some instances, the descriptor language of PLA codes may be identical and the code may only be differentiated by the listed proprietary name in Appendix O. When more than one PLA has an identical descriptor, the codes will be denoted by the symbol "â™“." All PLA tests will have assigned codes in the PLA section of the code set. Any PLA coded test(s) that satisfies Category I criteria and has been accepted by the CPT® Editorial Panel will be designated by the addition of the symbol "^" to the existing PLA code and will remain in the PLA section of the code set. If a proprietary test has already been accepted for a Category I code and a code has not been published, subsequent application for a PLA code will take precedence. The code will only be placed in the PLA section. The accuracy of a PLA code is to be maintained by the original applicant, or the current owner of the test kit or laboratory performing the proprietary test. A new PLA code is required when: 1. Additional nucleic acid (DNA or RNA) and/or protein analysis(es) are added to the current PLA test, or 2. The name of the PLA test has changed in association with changes in test performance or test characteristics. The addition or modification of the therapeutic applications of the test require submission of a code change application, but it may not require a new code number. | 0001U-0599U | https://www.aapc.com/codes/cpt-codes/0323U | 2025-10-27T18:08:24.182252Z
0326U | Targeted genomic sequence analysis panel, solid organ neoplasm, cell-free circulating DNA analysis of 83 or more genes, interrogation for sequence variants, gene copy number amplifications, gene rearrangements, microsatellite instability and tumor mutational burden | This is a Proprietary Laboratory Analyses (PLA) code, meaning that the code applies to only one unique lab test made by a specific manufacturer or performed by a specific lab. Report 0326U only for Guardant360® from Guardant Health Inc. The test uses a next–generation sequencing (NGS) targeted sequence analysis panel to evaluate cell–free circulating DNA from a blood specimen for 83 or more genes associated with solid–organ neoplasms. Explanation The lab analyst processes a blood specimen to preserve cell–free DNA (cfDNA), and isolate and extract circulating–tumor DNA (ct–DNA). The analyst evaluates the ct–DNA using a next–generation sequencing (NGS) targeted gene panel. NGS uses an automated instrument that can simultaneously determine the order of DNA or RNA nucleotides in many genes and uses bioinformatics to interpret the results. This test compares the digital sequence library from the ct–DNA to a comprehensive panel of 83 or more solid organ cancer–related genes. The comparison panel focuses on specifically selected genomic changes associated with an actionable FDA–approved treatment or late–phase clinical trial. The test detects single nucleotide polymorphisms (SNPs), copy number variations (CNVs), gene rearrangements, and the extent of mutation (microsatellite instability, which is the predisposition to mutation; and tumor mutational burden, which is an estimate of the level of mutation) with high specificity and sensitivity. Clinicians may order this test as a first–line test or in addition to a tissue biopsy for patients with a tumor in any organ, such as lung, breast, colorectal, skin (melanoma), and genitourinary tract. Compared to invasive tissue biopsies, the test may result in reduced complications, cost, and time to diagnosis, as well as superior detection of actionable genetic mutations that can lead to better patient outcomes. Terminology Bioinformatics: Discipline used to gather, store, and evaluate biological data, such as gene sequences, using computer systems. Cell–free DNA (cfDNA): Nonencapsulated DNA in the form of nucleic acid fragments that enter the bloodstream during apoptosis (programmed, or normal, cell death) or necrosis (cell death due to loss of blood supply from injury, radiation, or chemicals). Circulating–tumor DNA (ctDNA): DNA that comes from a tumor and circulates in the blood; a specific type of cell–free DNA. Deoxyribonucleic acid (DNA): A form of nucleic acid that consists of a sequence of specific biological chemicals (nucleotides) that carry genetic information. Duplication and/or deletion: Increase and/or decrease in the normal copy number, which is two copies of a gene sequence. Gene: Specific nucleic acid sequence associated with a unique function in the body such as production of a specific protein. Microsatellite instability: The tendency of genes to mutate due to impaired DNA mismatch repair (MMR). Mutation: An alteration in a deoxyribonucleic acid (DNA) sequence that may lead to pathologic changes in the organism. Neoplasm: An abnormal mass or other tissue growth that can be benign or cancerous. Next–generation sequencing (NGS): A general term for a number of different modern DNA and RNA sequencing technologies that are quicker and cheaper than the previous methods; also known as high–throughput sequencing. Targeted region sequencing: A variation on targeted gene sequencing that focuses on single–nucleotide polymorphisms (SNPs), insertions/deletions (InDels), copy number variations (CNVs), and structural variants (SVs) which enables detection of rare variants with higher sensitivity and specificity. Single nucleotide polymorphism (SNP): Compared to the population, a difference in a single nucleotide in a nucleic acid sequence that may be associated with a specific disease or condition. Variant: A gene that differs from the usual nucleic acid sequence due to events such as nucleotide deletions or insertions or substitutions; may cause conditions such as genetic disorders or cancer. Tips Use this code only for the appropriate proprietary test; report one unit of this code for a single specimen analyzed on a single date of service. Some payers may pay separately for collecting the specimen. Additional Info “U” codes are included in the CPT® code set to identify specific proprietary laboratory analyses (PLA) tests. PLA codes take precedence over the usual 80000 series codes for laboratory/pathology. Use this code only for the above–described test; do not report this test using any other CPT® code. PLA code descriptors follow existing code conventions when possible, and lab techniques used include multianalyte assays with algorithmic analyses (MAAA) and genomic sequencing procedures (GSP), among others. Read Less | Range Specific Guideline Proprietary laboratory analyses (PLA) codes describe proprietary clinical laboratory analyses and can be either provided by a single ("sole-source") laboratory or licensed or marketed to multiple providing laboratories (eg, cleared or approved by the Food and Drug Administration [FDA]). This subsection includes advanced diagnostic laboratory tests (ADLTs) and clinical diagnostic laboratory tests (CDLTs), as defined under the Protecting Access to Medicare Act (PAMA) of 2014. These analyses may include a range of medical laboratory tests including, but not limited to, multianalyte assays with algorithmic analyses (MAAA) and genomic sequencing procedures (GSP). The descriptor nomenclature follows, where possible, existing code conventions (eg, MAAA, GSP). Unless specifically noted, even though the Proprietary Laboratory Analyses section of the code set is located at the end of the Pathology and Laboratory section of the code set, a PLA code does not fulfill Category I code criteria. PLA codes are not required to fulfill the Category I criteria. The standards for inclusion in the PLA section are: The test must be commercially available in the United States for use on human specimens and The clinical laboratory or manufacturer that offers the test must request the code. For similar laboratory analyses that fulfill Category I criteria, see codes listed in the numeric 80000 series. When a PLA code is available to report a given proprietary laboratory service, that PLA code takes precedence. The service should not be reported with any other CPT® code(s) and other CPT® code(s) should not be used to report services that may be reported with that specific PLA code. These codes encompass all analytical services required for the analysis (eg, cell lysis, nucleic acid stabilization, extraction, digestion, amplification, hybridization and detection). For molecular analyses, additional procedures that are required prior to cell lysis (eg, microdissection [codes 88380 and 88381]) may be reported separately. Codes in this subsection are released on a quarterly basis to expedite dissemination for reporting. PLA codes will be published electronically on the AMA CPT® website (ama-assn.org/cpt-pla-codes), distributed via CPT® data files on a quarterly basis, and, at a minimum, made available in print annually in the CPT® codebook. See the Introduction section of the CPT® code set for a complete list of the dates of release and implementation. All codes that are included in this section are also included in Appendix O, with the procedure's proprietary name. In order to report a PLA code, the analysis performed must fulfill the code descriptor and must be the test represented by the proprietary name listed in Appendix O. In some instances, the descriptor language of PLA codes may be identical and the code may only be differentiated by the listed proprietary name in Appendix O. When more than one PLA has an identical descriptor, the codes will be denoted by the symbol "â™“." All PLA tests will have assigned codes in the PLA section of the code set. Any PLA coded test(s) that satisfies Category I criteria and has been accepted by the CPT® Editorial Panel will be designated by the addition of the symbol "^" to the existing PLA code and will remain in the PLA section of the code set. If a proprietary test has already been accepted for a Category I code and a code has not been published, subsequent application for a PLA code will take precedence. The code will only be placed in the PLA section. The accuracy of a PLA code is to be maintained by the original applicant, or the current owner of the test kit or laboratory performing the proprietary test. A new PLA code is required when: 1. Additional nucleic acid (DNA or RNA) and/or protein analysis(es) are added to the current PLA test, or 2. The name of the PLA test has changed in association with changes in test performance or test characteristics. The addition or modification of the therapeutic applications of the test require submission of a code change application, but it may not require a new code number. | 0001U-0599U | https://www.aapc.com/codes/cpt-codes/0326U | 2025-10-27T18:08:42.450125Z
0327U | Fetal aneuploidy (trisomy 13, 18, and 21), DNA sequence analysis of selected regions using maternal plasma, algorithm reported as a risk score for each trisomy, includes sex reporting, if performed | This is a Proprietary Laboratory Analyses (PLA) code, meaning that the code applies to only one unique lab test made by a specific manufacturer or performed by a specific lab. Report 0327U only for Vasistera™ from Natera, Inc. Using cell–free DNA (cfDNA) from a maternal plasma specimen, the test analyzes select DNA sequences on an automated platform and uses an algorithm to calculate the likelihood of fetal aneuploidy, such as trisomy 21 (Down syndrome), trisomy 13 (Edwards syndrome), and trisomy 18 (Patau syndrome). The test is a noninvasive prenatal test (NIPT) available early in pregnancy to evaluate for these conditions. Explanation The lab analyst extracts cell–free DNA (cfDNA) from a maternal plasma specimen taken at nine weeks gestation or later. The test uses a rapid automated platform to analyze single nucleotide polymorphisms (SNPs) that indicate chromosome copy number for chromosomes 13, 18, and 21. The platform uses an algorithmic analysis to report a risk score for each trisomy (13, 18, and 21), and includes a report of fetal sex, if requested. The test distinguishes between maternal and fetal DNA, which guards against false negatives and positives, and is valid at a very low fraction of fetal cfDNA in the plasma specimen. Clinicians may order this test as noninvasive prenatal testing (NIPT) to identify the risk of trisomy 13, 18, and 21 early in the patient’s pregnancy. These three chromosomal abnormalities are associated with varying symptoms and degrees of mortality and morbidity in newborns. Terminology Aneuploidy: Chromosome mutation involving an abnormal chromosome number, such as one or three chromosome copies in the nucleus of cells that have a normally have two chromosomes. Cell–free DNA (cfDNA): Nonencapsulated DNA in the form of nucleic acid fragments that enter the bloodstream during apoptosis (programmed, or normal, cell death) or necrosis (cell death due to loss of blood supply from injury, radiation, or chemicals). Chromosome: Found in the nucleus of cells, a chromosome is a DNA molecule that appears as a threadlike structure, especially during cell division; the chromosomes that determine the sex of an individual are called sex chromosomes; males have one Y and one X chromosome, while females have two X chromosomes. Deoxyribonucleic acid (DNA): A form of nucleic acid that consists of a sequence of specific biological chemicals (nucleotides) which carry genetic information. Down syndrome: A syndrome associated with the presence of an extra copy of the trisomy 21 chromosome characterized by a flattened face, short fingers, upward slanting eyes, and moderate to severe mental retardation; most cases of Down are not inherited but are the result of a random event, usually during formation of egg cells, but occasionally of sperm cells; the cause is unknown, but the only risk factor appears to be advanced maternal age. Fetal aneuploidy: Fetal chromosomal abnormalities such as Down syndrome, Edwards syndrome or Patau syndrome. Plasma: The liquid portion of blood that typically suspends blood cells; plasma accounts for about 55 percent of blood volume and contains important components such as proteins, electrolytes, hormones, and coagulation factors. Single nucleotide polymorphism (SNP): Compared to the population, a difference in a single nucleotide in a nucleic acid sequence that may be associated with a specific disease or condition. Trisomy: A chromosomal disorder characterized by an additional chromosome. Variant: A gene that differs from the usual nucleic acid sequence due to events such as nucleotide deletions or insertions or substitutions; may cause conditions such as genetic disorders or cancer. Tips Use this code only for the appropriate proprietary test; report one unit of this code for a single specimen analyzed on a single date of service. Some payers may pay separately for collecting the specimen. Additional Info “U” codes are included in the CPT® code set to identify specific proprietary laboratory analyses (PLA) tests. PLA codes take precedence over the usual 80000 series codes for laboratory/pathology. Use this code only for the above–described test; do not report this test using any other CPT® code. PLA code descriptors follow existing code conventions when possible, and lab techniques used include multianalyte assays with algorithmic analyses (MAAA) and genomic sequencing procedures (GSP), among others. Read Less | Range Specific Guideline Proprietary laboratory analyses (PLA) codes describe proprietary clinical laboratory analyses and can be either provided by a single ("sole-source") laboratory or licensed or marketed to multiple providing laboratories (eg, cleared or approved by the Food and Drug Administration [FDA]). This subsection includes advanced diagnostic laboratory tests (ADLTs) and clinical diagnostic laboratory tests (CDLTs), as defined under the Protecting Access to Medicare Act (PAMA) of 2014. These analyses may include a range of medical laboratory tests including, but not limited to, multianalyte assays with algorithmic analyses (MAAA) and genomic sequencing procedures (GSP). The descriptor nomenclature follows, where possible, existing code conventions (eg, MAAA, GSP). Unless specifically noted, even though the Proprietary Laboratory Analyses section of the code set is located at the end of the Pathology and Laboratory section of the code set, a PLA code does not fulfill Category I code criteria. PLA codes are not required to fulfill the Category I criteria. The standards for inclusion in the PLA section are: The test must be commercially available in the United States for use on human specimens and The clinical laboratory or manufacturer that offers the test must request the code. For similar laboratory analyses that fulfill Category I criteria, see codes listed in the numeric 80000 series. When a PLA code is available to report a given proprietary laboratory service, that PLA code takes precedence. The service should not be reported with any other CPT® code(s) and other CPT® code(s) should not be used to report services that may be reported with that specific PLA code. These codes encompass all analytical services required for the analysis (eg, cell lysis, nucleic acid stabilization, extraction, digestion, amplification, hybridization and detection). For molecular analyses, additional procedures that are required prior to cell lysis (eg, microdissection [codes 88380 and 88381]) may be reported separately. Codes in this subsection are released on a quarterly basis to expedite dissemination for reporting. PLA codes will be published electronically on the AMA CPT® website (ama-assn.org/cpt-pla-codes), distributed via CPT® data files on a quarterly basis, and, at a minimum, made available in print annually in the CPT® codebook. See the Introduction section of the CPT® code set for a complete list of the dates of release and implementation. All codes that are included in this section are also included in Appendix O, with the procedure's proprietary name. In order to report a PLA code, the analysis performed must fulfill the code descriptor and must be the test represented by the proprietary name listed in Appendix O. In some instances, the descriptor language of PLA codes may be identical and the code may only be differentiated by the listed proprietary name in Appendix O. When more than one PLA has an identical descriptor, the codes will be denoted by the symbol "â™“." All PLA tests will have assigned codes in the PLA section of the code set. Any PLA coded test(s) that satisfies Category I criteria and has been accepted by the CPT® Editorial Panel will be designated by the addition of the symbol "^" to the existing PLA code and will remain in the PLA section of the code set. If a proprietary test has already been accepted for a Category I code and a code has not been published, subsequent application for a PLA code will take precedence. The code will only be placed in the PLA section. The accuracy of a PLA code is to be maintained by the original applicant, or the current owner of the test kit or laboratory performing the proprietary test. A new PLA code is required when: 1. Additional nucleic acid (DNA or RNA) and/or protein analysis(es) are added to the current PLA test, or 2. The name of the PLA test has changed in association with changes in test performance or test characteristics. The addition or modification of the therapeutic applications of the test require submission of a code change application, but it may not require a new code number. | 0001U-0599U | https://www.aapc.com/codes/cpt-codes/0327U | 2025-10-27T18:09:00.543929Z
0328U | Drug assay, definitive, 120 or more drugs and metabolites, urine, quantitative liquid chromatography with tandem mass spectrometry (LC-MS/MS), includes specimen validity and algorithmic analysis describing drug or metabolite and presence or absence of risks for a significant patient-adverse event, per date of service | This is a Proprietary Laboratory Analyses (PLA) code, meaning that the code applies to only one unique lab test made by a specific manufacturer or performed by a specific lab. Report 0328U for CareView360 from Newstar Medical Laboratories LLC. The test screens for 120 or more drugs and metabolites (breakdown products) in a urine specimen using liquid chromatography with tandem mass spectrometry (LC–MS/MS). The evaluation includes an algorithmic analysis of the drugs and metabolites identified to report the presence or absence of risk for a significant adverse drug event (ADE). The procedure includes specimen validity testing. Explanation The test uses quantitative liquid chromatography with tandem mass spectrometry (LC–MS/MS) to screen for the presence of 120 or more drugs or drug metabolites (breakdown products) in urine specimens. In addition, the test uses multiple reaction monitoring and an algorithmic analysis to identify potential drug interactions or adverse drug events (ADE). The procedure includes specimen validation, such as using genomic sequencing methods to definitively match the urine and buccal cells from a cheek swab to ensure that the specimen is human urine taken from the intended patient. Clinicians may order this test to screen for illicit drug use, monitor medication compliance, and evaluate the presence of various drugs, over–the–counter ingredients, and metabolites, while ensuring specimen authenticity. The algorithmic analysis provides clinicians with actionable risk assessment for the patient having an ADE. Terminology Algorithm: A specific set of step–by–step calculations using defined inputs at each step to produce a useful output; for multianalyte assays with algorithmic analyses (MAAA), the output involves some sort of diagnostic or prognostic information about treatment options or disease outcomes. Liquid chromatography–tandem mass spectrometry (LC–MS/MS): An automated laboratory test that combines liquid chromatography (LC), which separates components by passing the mixture through a mobile phase in which the components move at different rates, and two mass spectrometry (MS) steps, first to identify components by mass–to–charge ratio, and then to quantify the amounts of the components. Metabolite: A chemical used or made as part of processes in the body, called metabolism, that make energy and substances for living and functioning. Multianalyte assays with algorithmic analyses (MAAA): A set of codes generally unique to a single clinical laboratory or manufacture; they typically list all the analytic and algorithmic analysis for a type of disease, such cancer; the type and number of analytes, such as proteins; the lab methods, such as immunoassay; the specimen type, such as blood; and the result type, such as prognostic risk score. Tips Use this code only for the appropriate proprietary test; report one unit of this code for a single specimen analyzed on a single date of service. Additional Info “U” codes are included in the CPT® code set to identify specific proprietary laboratory analyses (PLA) tests. PLA codes take precedence over the usual 80000 series codes for laboratory/pathology. Use this code only for the above–described test; do not report this test using any other CPT® code. PLA code descriptors follow existing code conventions when possible, and lab techniques used include multianalyte assays with algorithmic analyses (MAAA) and genomic sequencing procedures (GSP), among others. Read Less | Range Specific Guideline Proprietary laboratory analyses (PLA) codes describe proprietary clinical laboratory analyses and can be either provided by a single ("sole-source") laboratory or licensed or marketed to multiple providing laboratories (eg, cleared or approved by the Food and Drug Administration [FDA]). This subsection includes advanced diagnostic laboratory tests (ADLTs) and clinical diagnostic laboratory tests (CDLTs), as defined under the Protecting Access to Medicare Act (PAMA) of 2014. These analyses may include a range of medical laboratory tests including, but not limited to, multianalyte assays with algorithmic analyses (MAAA) and genomic sequencing procedures (GSP). The descriptor nomenclature follows, where possible, existing code conventions (eg, MAAA, GSP). Unless specifically noted, even though the Proprietary Laboratory Analyses section of the code set is located at the end of the Pathology and Laboratory section of the code set, a PLA code does not fulfill Category I code criteria. PLA codes are not required to fulfill the Category I criteria. The standards for inclusion in the PLA section are: The test must be commercially available in the United States for use on human specimens and The clinical laboratory or manufacturer that offers the test must request the code. For similar laboratory analyses that fulfill Category I criteria, see codes listed in the numeric 80000 series. When a PLA code is available to report a given proprietary laboratory service, that PLA code takes precedence. The service should not be reported with any other CPT® code(s) and other CPT® code(s) should not be used to report services that may be reported with that specific PLA code. These codes encompass all analytical services required for the analysis (eg, cell lysis, nucleic acid stabilization, extraction, digestion, amplification, hybridization and detection). For molecular analyses, additional procedures that are required prior to cell lysis (eg, microdissection [codes 88380 and 88381]) may be reported separately. Codes in this subsection are released on a quarterly basis to expedite dissemination for reporting. PLA codes will be published electronically on the AMA CPT® website (ama-assn.org/cpt-pla-codes), distributed via CPT® data files on a quarterly basis, and, at a minimum, made available in print annually in the CPT® codebook. See the Introduction section of the CPT® code set for a complete list of the dates of release and implementation. All codes that are included in this section are also included in Appendix O, with the procedure's proprietary name. In order to report a PLA code, the analysis performed must fulfill the code descriptor and must be the test represented by the proprietary name listed in Appendix O. In some instances, the descriptor language of PLA codes may be identical and the code may only be differentiated by the listed proprietary name in Appendix O. When more than one PLA has an identical descriptor, the codes will be denoted by the symbol "â™“." All PLA tests will have assigned codes in the PLA section of the code set. Any PLA coded test(s) that satisfies Category I criteria and has been accepted by the CPT® Editorial Panel will be designated by the addition of the symbol "^" to the existing PLA code and will remain in the PLA section of the code set. If a proprietary test has already been accepted for a Category I code and a code has not been published, subsequent application for a PLA code will take precedence. The code will only be placed in the PLA section. The accuracy of a PLA code is to be maintained by the original applicant, or the current owner of the test kit or laboratory performing the proprietary test. A new PLA code is required when: 1. Additional nucleic acid (DNA or RNA) and/or protein analysis(es) are added to the current PLA test, or 2. The name of the PLA test has changed in association with changes in test performance or test characteristics. The addition or modification of the therapeutic applications of the test require submission of a code change application, but it may not require a new code number. | 0001U-0599U | https://www.aapc.com/codes/cpt-codes/0328U | 2025-10-27T18:09:18.733718Z
0329U | Oncology (neoplasia), exome and transcriptome sequence analysis for sequence variants, gene copy number amplifications and deletions, gene rearrangements, microsatellite instability and tumor mutational burden utilizing DNA and RNA from tumor with DNA from normal blood or saliva for subtraction, report of clinically significant mutation(s) with therapy associations | This is a Proprietary Laboratory Analyses (PLA) code, meaning that the code applies to only one unique lab test made by a specific manufacturer or performed by a specific lab. Report 0329U only for Oncomap™ ExTra from Genomic Health Inc., a wholly owned subsidiary of Exact Sciences Inc. The test evaluates tumor tissue using next–generation sequencing (NGS) for DNA sequencing of all genes associated with solid tumor mutations (whole exome) and expression of RNA (whole transcriptome). The procedure also sequences DNA from blood or saliva to rule out any mutations not associated with the tumor. Explanation Processing a tumor tissue specimen and a normal specimen (blood or saliva) from the patient using a next–generation sequencing (NGS) platform, the lab analyst sequences all protein–producing genes (exome) and a targeted group of other DNA regions relevant to cancer. NGS uses an automated instrument that can simultaneously determine the order of DNA or RNA nucleotides in many genes and uses bioinformatics to interpret the results. The test evaluates copy number variants (CNVs), gene rearrangements, and the extent of mutation (microsatellite instability, which is the disposition to mutation; and tumor mutational burden, which is an estimate of the level of mutation). The test also evaluates RNA [removed]transcriptome) for changes relevant to cancer. The resulting report focuses on clinically significant genetic changes that occur in the tumor but not the normal specimen, along with a list of therapies associated with the findings. Especially in cases of rare, aggressive, or difficult–to–treat cancers, clinicians may use this test to identify specific mutations in the cancer genes (genomic profile) and link those changes to available therapeutic treatments. The recommended treatments may span chemotherapeutic agents, immunotherapy, and other targeted therapies. Terminology Bioinformatics: Discipline used to gather, store, and evaluate biological data, such as gene sequences, using computer systems. Chemotherapy agent: Drug that kills fast–growing cells; typically used for cancer treatment; also known as a cytotoxic agent. Deoxyribonucleic acid (DNA): A form of nucleic acid that consists of a sequence of specific biological chemicals (nucleotides) that carry genetic information. Exome: Portion of the genome made up of exons, which are DNA sequences that transcribe to mature RNA, also known as mature messenger RNA (mRNA), which remains in cells and produces proteins through a process known as translation; the human exome constitutes about 1% to 2% of the human genome. Gene: Specific nucleic acid sequence associated with a unique function in the body such as production of a specific protein. Gene expression: The two–step process by which cells generate messenger RNA (mRNA) from a DNA template (transcription), then generate a protein from the mRNA template (translation). Immunotherapy: Treatment of a disease by suppressing or otherwise manipulating the immunity of the body. Microsatellite instability: The tendency of genes to mutate due to impaired DNA mismatch repair (MMR). Next–generation sequencing (NGS): A general term for a number of different modern DNA and RNA sequencing technologies that are quicker and cheaper than the previous methods; also known as high–throughput sequencing. Nucleotides: Biochemicals — sometimes called “bases” — that form the building blocks of nucleic acids, DNA and RNA; DNA is made up of four bases: adenine (A), cytosine (C), guanine (G), and thymine (T), while RNA uses uracil (U) in place of T; each base will pair with only one specific “complementary” base when forming DNA or RNA strands. Ribonucleic acid (RNA): One of the essential building blocks of life, along with deoxyribonucleic acid (DNA) and proteins; RNA acts as a messenger (mRNA), carrying genetic information from DNA to proteins, helps regulate cellular processes, and, like enzymes, can speed up chemical reactions; RNA, rather than DNA, carries genetic information in some important viruses. Transcription: Generation of complementary mRNA sequence from a DNA template. Transcriptome: The collection of messenger RNA (mRNA) expressed by an organism, or by a particular type of cell or tissue. Tips Use this code only for the appropriate proprietary test; report one unit of this code for a single specimen analyzed on a single date of service. Some payers may pay separately for collecting the specimen. Additional Info “U” codes are included in the CPT® code set to identify specific proprietary laboratory analyses (PLA) tests. PLA codes take precedence over the usual 80000 series codes for laboratory/pathology. Use this code only for the above–described test; do not report this test using any other CPT® code. PLA code descriptors follow existing code conventions when possible, and lab techniques used include multianalyte assays with algorithmic analyses (MAAA) and genomic sequencing procedures (GSP), among others. Read Less | Range Specific Guideline Proprietary laboratory analyses (PLA) codes describe proprietary clinical laboratory analyses and can be either provided by a single ("sole-source") laboratory or licensed or marketed to multiple providing laboratories (eg, cleared or approved by the Food and Drug Administration [FDA]). This subsection includes advanced diagnostic laboratory tests (ADLTs) and clinical diagnostic laboratory tests (CDLTs), as defined under the Protecting Access to Medicare Act (PAMA) of 2014. These analyses may include a range of medical laboratory tests including, but not limited to, multianalyte assays with algorithmic analyses (MAAA) and genomic sequencing procedures (GSP). The descriptor nomenclature follows, where possible, existing code conventions (eg, MAAA, GSP). Unless specifically noted, even though the Proprietary Laboratory Analyses section of the code set is located at the end of the Pathology and Laboratory section of the code set, a PLA code does not fulfill Category I code criteria. PLA codes are not required to fulfill the Category I criteria. The standards for inclusion in the PLA section are: The test must be commercially available in the United States for use on human specimens and The clinical laboratory or manufacturer that offers the test must request the code. For similar laboratory analyses that fulfill Category I criteria, see codes listed in the numeric 80000 series. When a PLA code is available to report a given proprietary laboratory service, that PLA code takes precedence. The service should not be reported with any other CPT® code(s) and other CPT® code(s) should not be used to report services that may be reported with that specific PLA code. These codes encompass all analytical services required for the analysis (eg, cell lysis, nucleic acid stabilization, extraction, digestion, amplification, hybridization and detection). For molecular analyses, additional procedures that are required prior to cell lysis (eg, microdissection [codes 88380 and 88381]) may be reported separately. Codes in this subsection are released on a quarterly basis to expedite dissemination for reporting. PLA codes will be published electronically on the AMA CPT® website (ama-assn.org/cpt-pla-codes), distributed via CPT® data files on a quarterly basis, and, at a minimum, made available in print annually in the CPT® codebook. See the Introduction section of the CPT® code set for a complete list of the dates of release and implementation. All codes that are included in this section are also included in Appendix O, with the procedure's proprietary name. In order to report a PLA code, the analysis performed must fulfill the code descriptor and must be the test represented by the proprietary name listed in Appendix O. In some instances, the descriptor language of PLA codes may be identical and the code may only be differentiated by the listed proprietary name in Appendix O. When more than one PLA has an identical descriptor, the codes will be denoted by the symbol "â™“." All PLA tests will have assigned codes in the PLA section of the code set. Any PLA coded test(s) that satisfies Category I criteria and has been accepted by the CPT® Editorial Panel will be designated by the addition of the symbol "^" to the existing PLA code and will remain in the PLA section of the code set. If a proprietary test has already been accepted for a Category I code and a code has not been published, subsequent application for a PLA code will take precedence. The code will only be placed in the PLA section. The accuracy of a PLA code is to be maintained by the original applicant, or the current owner of the test kit or laboratory performing the proprietary test. A new PLA code is required when: 1. Additional nucleic acid (DNA or RNA) and/or protein analysis(es) are added to the current PLA test, or 2. The name of the PLA test has changed in association with changes in test performance or test characteristics. The addition or modification of the therapeutic applications of the test require submission of a code change application, but it may not require a new code number. | 0001U-0599U | https://www.aapc.com/codes/cpt-codes/0329U | 2025-10-27T18:09:36.729809Z
0330U | Infectious agent detection by nucleic acid (DNA or RNA), vaginal pathogen panel, identification of 27 organisms, amplified probe technique, vaginal swab | This is a Proprietary Laboratory Analyses (PLA) code, meaning that the code applies to only one unique lab test made by a specific manufacturer or performed by a specific lab. Report 0330U only for Bridge Women’s Health Infectious Disease Detection Test from Bridge Diagnostics. This nucleic acid amplification test (NAAT) evaluates a vaginal swab specimen for the presence or absence of 27 vaginal pathogens such as Gardnerella vaginalis and other bacteria, Candida spp. (yeast), and Trichomonas vaginalis (TV). Explanation The lab analyst processes the vaginal swab specimen using an automated Panther system to extract and amplify (increase) the number of pathogen nucleic acid targets in the specimen using polymerase chain reaction (PCR). The system incorporates detection and analysis of target nucleic acid sequences and reports findings of detected or not detected for 27 vaginal pathogens such as Gardnerella vaginalis and other bacteria, Candida spp. (yeast), and Trichomonas vaginalis (TV). Clinicians may order this test for patients with vaginitis symptoms to detect the pathogenic (disease–causing) infectious agent and determine the most appropriate antimicrobial therapy. Terminology Bacteria (sing. bacterium): Single–celled microorganisms visible only with a microscope, some of which cause infection. Candidiasis: Infectious disease caused by yeast of the genus Candida that affect the skin, mucus membranes (membranes that line body cavities and cover internal organs), nails, and scalp; candidiasis of the mouth is known as thrush. Deoxyribonucleic acid (DNA): A form of nucleic acid that consists of a sequence of specific biological chemicals (nucleotides) that carry genetic information. Pathogen: An organism, such as bacteria, virus, parasites, or fungi, that causes an infection. Polymerase chain reaction (PCR): A rapid technique for making more copies (amplifying) of a DNA or RNA sequence used in the laboratory. Ribonucleic acid (RNA): One of the essential building blocks of life, along with deoxyribonucleic acid (DNA) and proteins; RNA acts as a messenger (mRNA), carrying genetic information from DNA to proteins, helps regulate cellular processes, and, like enzymes, can speed up chemical reactions; RNA, rather than DNA, carries genetic information in some important viruses. Trichomonad: A parasitic protozoan that often infects the urogenital and digestive systems. Vaginitis: Inflammation of the vagina. Tips Use this code only for the appropriate proprietary test; report one unit of this code for a single specimen analyzed on a single date of service. Additional Info “U” codes are included in the CPT® code set to identify specific proprietary laboratory analyses (PLA) tests. PLA codes take precedence over the usual 80000 series codes for laboratory/pathology. Use this code only for the above–described test; do not report this test using any other CPT® code. PLA code descriptors follow existing code conventions when possible, and lab techniques used include multianalyte assays with algorithmic analyses (MAAA) and genomic sequencing procedures (GSP), among others. Read Less | Range Specific Guideline Proprietary laboratory analyses (PLA) codes describe proprietary clinical laboratory analyses and can be either provided by a single ("sole-source") laboratory or licensed or marketed to multiple providing laboratories (eg, cleared or approved by the Food and Drug Administration [FDA]). This subsection includes advanced diagnostic laboratory tests (ADLTs) and clinical diagnostic laboratory tests (CDLTs), as defined under the Protecting Access to Medicare Act (PAMA) of 2014. These analyses may include a range of medical laboratory tests including, but not limited to, multianalyte assays with algorithmic analyses (MAAA) and genomic sequencing procedures (GSP). The descriptor nomenclature follows, where possible, existing code conventions (eg, MAAA, GSP). Unless specifically noted, even though the Proprietary Laboratory Analyses section of the code set is located at the end of the Pathology and Laboratory section of the code set, a PLA code does not fulfill Category I code criteria. PLA codes are not required to fulfill the Category I criteria. The standards for inclusion in the PLA section are: The test must be commercially available in the United States for use on human specimens and The clinical laboratory or manufacturer that offers the test must request the code. For similar laboratory analyses that fulfill Category I criteria, see codes listed in the numeric 80000 series. When a PLA code is available to report a given proprietary laboratory service, that PLA code takes precedence. The service should not be reported with any other CPT® code(s) and other CPT® code(s) should not be used to report services that may be reported with that specific PLA code. These codes encompass all analytical services required for the analysis (eg, cell lysis, nucleic acid stabilization, extraction, digestion, amplification, hybridization and detection). For molecular analyses, additional procedures that are required prior to cell lysis (eg, microdissection [codes 88380 and 88381]) may be reported separately. Codes in this subsection are released on a quarterly basis to expedite dissemination for reporting. PLA codes will be published electronically on the AMA CPT® website (ama-assn.org/cpt-pla-codes), distributed via CPT® data files on a quarterly basis, and, at a minimum, made available in print annually in the CPT® codebook. See the Introduction section of the CPT® code set for a complete list of the dates of release and implementation. All codes that are included in this section are also included in Appendix O, with the procedure's proprietary name. In order to report a PLA code, the analysis performed must fulfill the code descriptor and must be the test represented by the proprietary name listed in Appendix O. In some instances, the descriptor language of PLA codes may be identical and the code may only be differentiated by the listed proprietary name in Appendix O. When more than one PLA has an identical descriptor, the codes will be denoted by the symbol "â™“." All PLA tests will have assigned codes in the PLA section of the code set. Any PLA coded test(s) that satisfies Category I criteria and has been accepted by the CPT® Editorial Panel will be designated by the addition of the symbol "^" to the existing PLA code and will remain in the PLA section of the code set. If a proprietary test has already been accepted for a Category I code and a code has not been published, subsequent application for a PLA code will take precedence. The code will only be placed in the PLA section. The accuracy of a PLA code is to be maintained by the original applicant, or the current owner of the test kit or laboratory performing the proprietary test. A new PLA code is required when: 1. Additional nucleic acid (DNA or RNA) and/or protein analysis(es) are added to the current PLA test, or 2. The name of the PLA test has changed in association with changes in test performance or test characteristics. The addition or modification of the therapeutic applications of the test require submission of a code change application, but it may not require a new code number. | 0001U-0599U | https://www.aapc.com/codes/cpt-codes/0330U | 2025-10-27T18:09:55.148791Z
0331U | Oncology (hematolymphoid neoplasia), optical genome mapping for copy number alterations and gene rearrangements utilizing DNA from blood or bone marrow, report of clinically significant alterations | This is a Proprietary Laboratory Analyses (PLA) code, meaning that the code applies to only one unique lab test made by a specific manufacturer or performed by a specific lab. Report 0331U only for Augusta Hematology Optical Genome Mapping from Georgia Esoteric and Molecular (GEM) Laboratory LLC. The test uses optical genome mapping (OGM) to identify copy number variants (CNVs) and gene rearrangements implicated in hematolymphoid neoplasia, which are blood and bone–marrow cancers. Explanation The lab analyst performs optical genomic mapping (OGM) using the Saphyr® System from Bionano Genomics Inc., which allows optical evaluation of the patient’s chromosomes for large scale changes in DNA, such as structural variants (SVs) and copy number variants (CNVs). The single assay provides findings similar to what would otherwise require a combination of cytogenetic techniques such as karyotyping, chromosomal microarrays (CMAs), and fluorescence in situ hybridization (FISH). Clinicians may order this test to detect all relevant chromosomal aberrations that impact diagnosis and treatment of hematologic neoplasms such as chronic lymphocytic leukemia (CLL), acute myeloid leukemia (AML), myelodysplastic syndromes (MDS), multiple myeloma (MM), plasma cell myeloma (PCM), chronic myeloid leukemia (CML), and more. Terminology Assay: A laboratory test to find or measure the quantity of some entity (the analyte) or to find or measure some property of the analyte, such as functional activity. Chromosome: Found in the nucleus of cells, a chromosome is a DNA molecule that appears as a threadlike structure, especially during cell division; the chromosomes that determine the sex of an individual are called sex chromosomes; males have one Y and one X chromosome, while females have two X chromosomes. Cytogenetics: Genetic studies related to structural variation of chromosomes. Deoxyribonucleic acid (DNA): A form of nucleic acid that consists of a sequence of specific biological chemicals (nucleotides) that carry genetic information. Fluorescence in situ hybridization (FISH): A laboratory test in which a special stain that includes a DNA or RNA probe, which selectively attaches to a target segment of DNA or RNA, is applied to a tissue sample in situ hybridization (ISH); the probe includes some kind of marker, often a fluorescent molecule, which can be analyzed with a fluorescence microscope to detect and localize the target in the tissue (fluorescence ISH, or FISH); fluorescence describes a substance which absorbs and emits light. Gene: Specific nucleic acid sequence associated with a unique function in the body such as production of a specific protein. Karyotyping: A lab test that pairs all chromosomes of an organism to reveal number and structural features that could indicate genetic anomalies. Leukemia: A cancer of the blood cells, with various types named after the specific blood cell type that becomes cancerous; it almost always results in a great increase in white blood cells (leukocytes). Rearrangement: Alteration in gene sequence due to breakage and reattachment. Translocation: The process or genetic abnormality that occurs when disparate portions of one or more chromosomes become attached and create a hybrid segment, known as a fusion gene, inserted in one or both of the broken chromosomes. Variant: A gene that differs from the usual nucleic acid sequence due to events such as nucleotide deletions or insertions or substitutions; may cause conditions such as genetic disorders or cancer. Tips Use this code only for the appropriate proprietary test; report one unit of this code for a single specimen analyzed on a single date of service. Some payers may pay separately for collecting the specimen. Additional Info “U” codes are included in the CPT® code set to identify specific proprietary laboratory analyses (PLA) tests. PLA codes take precedence over the usual 80000 series codes for laboratory/pathology. Use this code only for the above–described test; do not report this test using any other CPT® code. PLA code descriptors follow existing code conventions when possible, and lab techniques used include multianalyte assays with algorithmic analyses (MAAA) and genomic sequencing procedures (GSP), among others. Read Less | Range Specific Guideline Proprietary laboratory analyses (PLA) codes describe proprietary clinical laboratory analyses and can be either provided by a single ("sole-source") laboratory or licensed or marketed to multiple providing laboratories (eg, cleared or approved by the Food and Drug Administration [FDA]). This subsection includes advanced diagnostic laboratory tests (ADLTs) and clinical diagnostic laboratory tests (CDLTs), as defined under the Protecting Access to Medicare Act (PAMA) of 2014. These analyses may include a range of medical laboratory tests including, but not limited to, multianalyte assays with algorithmic analyses (MAAA) and genomic sequencing procedures (GSP). The descriptor nomenclature follows, where possible, existing code conventions (eg, MAAA, GSP). Unless specifically noted, even though the Proprietary Laboratory Analyses section of the code set is located at the end of the Pathology and Laboratory section of the code set, a PLA code does not fulfill Category I code criteria. PLA codes are not required to fulfill the Category I criteria. The standards for inclusion in the PLA section are: The test must be commercially available in the United States for use on human specimens and The clinical laboratory or manufacturer that offers the test must request the code. For similar laboratory analyses that fulfill Category I criteria, see codes listed in the numeric 80000 series. When a PLA code is available to report a given proprietary laboratory service, that PLA code takes precedence. The service should not be reported with any other CPT® code(s) and other CPT® code(s) should not be used to report services that may be reported with that specific PLA code. These codes encompass all analytical services required for the analysis (eg, cell lysis, nucleic acid stabilization, extraction, digestion, amplification, hybridization and detection). For molecular analyses, additional procedures that are required prior to cell lysis (eg, microdissection [codes 88380 and 88381]) may be reported separately. Codes in this subsection are released on a quarterly basis to expedite dissemination for reporting. PLA codes will be published electronically on the AMA CPT® website (ama-assn.org/cpt-pla-codes), distributed via CPT® data files on a quarterly basis, and, at a minimum, made available in print annually in the CPT® codebook. See the Introduction section of the CPT® code set for a complete list of the dates of release and implementation. All codes that are included in this section are also included in Appendix O, with the procedure's proprietary name. In order to report a PLA code, the analysis performed must fulfill the code descriptor and must be the test represented by the proprietary name listed in Appendix O. In some instances, the descriptor language of PLA codes may be identical and the code may only be differentiated by the listed proprietary name in Appendix O. When more than one PLA has an identical descriptor, the codes will be denoted by the symbol "â™“." All PLA tests will have assigned codes in the PLA section of the code set. Any PLA coded test(s) that satisfies Category I criteria and has been accepted by the CPT® Editorial Panel will be designated by the addition of the symbol "^" to the existing PLA code and will remain in the PLA section of the code set. If a proprietary test has already been accepted for a Category I code and a code has not been published, subsequent application for a PLA code will take precedence. The code will only be placed in the PLA section. The accuracy of a PLA code is to be maintained by the original applicant, or the current owner of the test kit or laboratory performing the proprietary test. A new PLA code is required when: 1. Additional nucleic acid (DNA or RNA) and/or protein analysis(es) are added to the current PLA test, or 2. The name of the PLA test has changed in association with changes in test performance or test characteristics. The addition or modification of the therapeutic applications of the test require submission of a code change application, but it may not require a new code number. | 0001U-0599U | https://www.aapc.com/codes/cpt-codes/0331U | 2025-10-27T18:10:13.271905Z
0332U | Oncology (pan-tumor), genetic profiling of 8 DNA-regulatory (epigenetic) markers by quantitative polymerase chain reaction (qPCR), whole blood, reported as a high or low probability of responding to immune checkpoint-inhibitor therapy | This is a Proprietary Laboratory Analyses (PLA) code, meaning that the code applies to only one unique lab test made by a specific manufacturer or performed by a specific lab. Report 0332U only for EpiSwitch® CiRT (Checkpoint–inhibitor Response Test) from Next Bio–Research Services LLC and Oxford BioDynamics PLC. Using a whole blood specimen from a cancer patient, the test identifies and quantifies eight biomarkers of non–gene (epigenetic) factors that could impact patient response to specific cancer drugs called immune checkpoint inhibitors. Explanation Using a whole blood specimen from a cancer patient, the lab analyst performs quantitative polymerase chain reaction (qPCR) to analyze eight biomarkers of non–gene (epigenetic) factors that can influence how genes are expressed. The test specifically evaluates chromosome conformation signatures (CCSs), which impact gene activity based on the way that chromosomal DNA is packaged. This is a multianalyte assay with algorithmic analysis (MAAA), which includes the analytical services to produce test results, and uses those results plus patient data for an algorithmic analysis that reports the findings as a probability or risk score. This test evaluates epigenetic factors and reports the findings as a probability score of high or low likelihood that the patient would respond to immune checkpoint–inhibitor therapy. Clinicians may order this test for patients with any type of cancer that might be responsive to immune checkpoint–inhibitor therapy. Checkpoint proteins slow the immune response, and some cancers produce the proteins, allowing the cancer to grow unchecked. Certain drugs act as immunotherapy to inhibit the checkpoint proteins, thus enabling the body’s own immune response to attack cancer cells. The 0032U test provides clinicians with a probability score indicating the patient’s likely response to immune checkpoint–inhibitor drugs such as atezolizumab (Tecentriq®), ipilimumab (Yervoy®), nivolumab (Opdivo®), and pembrolizumab (Keytruda®). Terminology Algorithm: A specific set of step–by–step calculations using defined inputs at each step to produce a useful output; for multianalyte assays with algorithmic analyses (MAAA), the output involves some sort of diagnostic or prognostic information about treatment options or disease outcomes. Biomarker, biological marker, biochemical marker: A measurable substance, such as an enzyme, protein, or gene, that is an indicator of a condition, disease, or normal or abnormal process. Checkpoint proteins: Proteins made by immune cells such as T cells that slow the immune response to keep it from getting too strong (in check); some cancer cells also produce checkpoint proteins, thus keeping the body from attacking the cancer. Chromosome: Found in the nucleus of cells, a chromosome is a DNA molecule that appears as a threadlike structure, especially during cell division; the chromosomes that determine the sex of an individual are called sex chromosomes; males have one Y and one X chromosome, while females have two X chromosomes. Epigenetic: Nongenetic factors that influence how genes are expressed (either activated or suppressed). Gene expression: The two–step process by which cells generate messenger RNA (mRNA) from a DNA template (transcription), then generate a protein from the mRNA template (translation). Immunotherapy: Treatment of a disease by suppressing or otherwise manipulating the immunity of the body. Multianalyte assays with algorithmic analyses (MAAA): A set of codes generally unique to a single clinical laboratory or manufacture; they typically list all the analytic and algorithmic analysis for a type of disease, such cancer; the type and number of analytes, such as proteins; the lab methods, such as immunoassay; the specimen type, such as blood; and the result type, such as prognostic risk score. Polymerase chain reaction (PCR): A rapid technique for making more copies (amplifying) of a DNA or RNA sequence used in the laboratory. Tips Use this code only for the appropriate proprietary test; report one unit of this code for a single specimen analyzed on a single date of service. Some payers may pay separately for collecting the specimen. Additional Info “U” codes are included in the CPT® code set to identify specific proprietary laboratory analyses (PLA) tests. PLA codes take precedence over the usual 80000 series codes for laboratory/pathology. Use this code only for the above–described test; do not report this test using any other CPT® code. PLA code descriptors follow existing code conventions when possible, and lab techniques used include multianalyte assays with algorithmic analyses (MAAA) and genomic sequencing procedures (GSP), among others. Read Less | Range Specific Guideline Proprietary laboratory analyses (PLA) codes describe proprietary clinical laboratory analyses and can be either provided by a single ("sole-source") laboratory or licensed or marketed to multiple providing laboratories (eg, cleared or approved by the Food and Drug Administration [FDA]). This subsection includes advanced diagnostic laboratory tests (ADLTs) and clinical diagnostic laboratory tests (CDLTs), as defined under the Protecting Access to Medicare Act (PAMA) of 2014. These analyses may include a range of medical laboratory tests including, but not limited to, multianalyte assays with algorithmic analyses (MAAA) and genomic sequencing procedures (GSP). The descriptor nomenclature follows, where possible, existing code conventions (eg, MAAA, GSP). Unless specifically noted, even though the Proprietary Laboratory Analyses section of the code set is located at the end of the Pathology and Laboratory section of the code set, a PLA code does not fulfill Category I code criteria. PLA codes are not required to fulfill the Category I criteria. The standards for inclusion in the PLA section are: The test must be commercially available in the United States for use on human specimens and The clinical laboratory or manufacturer that offers the test must request the code. For similar laboratory analyses that fulfill Category I criteria, see codes listed in the numeric 80000 series. When a PLA code is available to report a given proprietary laboratory service, that PLA code takes precedence. The service should not be reported with any other CPT® code(s) and other CPT® code(s) should not be used to report services that may be reported with that specific PLA code. These codes encompass all analytical services required for the analysis (eg, cell lysis, nucleic acid stabilization, extraction, digestion, amplification, hybridization and detection). For molecular analyses, additional procedures that are required prior to cell lysis (eg, microdissection [codes 88380 and 88381]) may be reported separately. Codes in this subsection are released on a quarterly basis to expedite dissemination for reporting. PLA codes will be published electronically on the AMA CPT® website (ama-assn.org/cpt-pla-codes), distributed via CPT® data files on a quarterly basis, and, at a minimum, made available in print annually in the CPT® codebook. See the Introduction section of the CPT® code set for a complete list of the dates of release and implementation. All codes that are included in this section are also included in Appendix O, with the procedure's proprietary name. In order to report a PLA code, the analysis performed must fulfill the code descriptor and must be the test represented by the proprietary name listed in Appendix O. In some instances, the descriptor language of PLA codes may be identical and the code may only be differentiated by the listed proprietary name in Appendix O. When more than one PLA has an identical descriptor, the codes will be denoted by the symbol "â™“." All PLA tests will have assigned codes in the PLA section of the code set. Any PLA coded test(s) that satisfies Category I criteria and has been accepted by the CPT® Editorial Panel will be designated by the addition of the symbol "^" to the existing PLA code and will remain in the PLA section of the code set. If a proprietary test has already been accepted for a Category I code and a code has not been published, subsequent application for a PLA code will take precedence. The code will only be placed in the PLA section. The accuracy of a PLA code is to be maintained by the original applicant, or the current owner of the test kit or laboratory performing the proprietary test. A new PLA code is required when: 1. Additional nucleic acid (DNA or RNA) and/or protein analysis(es) are added to the current PLA test, or 2. The name of the PLA test has changed in association with changes in test performance or test characteristics. The addition or modification of the therapeutic applications of the test require submission of a code change application, but it may not require a new code number. | 0001U-0599U | https://www.aapc.com/codes/cpt-codes/0332U | 2025-10-27T18:10:31.581535Z
0333U | Oncology (liver), surveillance for hepatocellular carcinoma (HCC) in high-risk patients, analysis of methylation patterns on circulating cell-free DNA (cfDNA) plus measurement of serum of AFP/AFP-L3 and oncoprotein des-gamma-carboxy-prothrombin (DCP), algorithm reported as normal or abnormal result | This is a Proprietary Laboratory Analyses (PLA) code, meaning that the code applies to only one unique lab test made by a specific manufacturer or performed by a specific lab. Report 0333U only for HelioLiver™ Test from Fulgent Genetics LLC and Helio Health Inc. Using a whole blood specimen, the test evaluates cell–free DNA (cfDNA) and protein tumor markers to help detect early liver cancer in patients at high risk for developing the disease. Explanation Using a whole blood specimen from a patient at high risk for developing liver cancer, the lab analyst evaluates the specimen for liver cancer markers. The test measures levels of two protein biomarkers: alpha–fetoprotein (AFP/AFP–L3) and the oncoprotein des–gammacarboxy–prothrombin (DCP). The test also extracts circulating cell–free DNA (cfDNA) from the blood specimen and evaluates patterns of methylation (which represses gene expression) specific to hepatocellular carcinoma. This is a multianalyte assay with algorithmic analysis (MAAA), which includes the analytical services to produce test results, and uses those results plus patient data for an algorithmic analysis that reports the findings as a probability or risk score. Clinicians may order this test for patients over 21 with a liver cirrhosis diagnosis who are at high risk for hepatocellular carcinoma (liver cancer). The blood test is a “liquid biopsy” that allows early detection of possible liver cancer. The test algorithm provides a result of “normal” or “abnormal.” If the test result is normal, the clinician may repeat the test every three to six months for surveillance. If the test result is abnormal, the clinician may proceed with diagnostic imaging. Terminology Algorithm: A specific set of step–by–step calculations using defined inputs at each step to produce a useful output; for multianalyte assays with algorithmic analyses (MAAA), the output involves some sort of diagnostic or prognostic information about treatment options or disease outcomes. Alpha fetoprotein (AFP): A protein produced by the liver that may be extremely elevated in patients with hepatocellular carcinoma, hepatoblastoma, and other liver cancers; it is used both for diagnostic purposes and to assess effectiveness of treatment; in pregnancy, AFP is produced by the embryonic yolk sac and the fetal liver; AFP level in serum, amniotic fluid, and urine is a biomarker for congenital and chromosomal abnormalities. Biomarker, biological marker, biochemical marker: A measurable substance, such as an enzyme, protein, or gene, that is an indicator of a condition, disease, or normal or abnormal process. Cell–free DNA (cfDNA): Nonencapsulated DNA in the form of nucleic acid fragments that enter the bloodstream during apoptosis (programmed, or normal, cell death) or necrosis (cell death due to loss of blood supply from injury, radiation, or chemicals). Cirrhosis: A chronic disease of the liver with inflammation and fibrous changes, frequently caused by hepatitis or alcoholism. Liquid biopsy: Blood test to find biomarkers or bits of nucleic acids or cancer cells that break off from a tumor and circulate in the blood; may be useful for finding early–stage cancer. Methylation analysis: Analysis of DNA patterns following attachment of methyl groups to cytosine bases to indicate the presence or absence of genetic changes related to a disease. Multianalyte assays with algorithmic analyses (MAAA): A set of codes generally unique to a single clinical laboratory or manufacture; they typically list all the analytic and algorithmic analysis for a type of disease, such cancer; the type and number of analytes, such as proteins; the lab methods, such as immunoassay; the specimen type, such as blood; and the result type, such as prognostic risk score. Tips Use this code only for the appropriate proprietary test; report one unit of this code for a single specimen analyzed on a single date of service. Some payers may pay separately for collecting the specimen. Additional Info “U” codes are included in the CPT® code set to identify specific proprietary laboratory analyses (PLA) tests. PLA codes take precedence over the usual 80000 series codes for laboratory/pathology. Use this code only for the above–described test; do not report this test using any other CPT® code. PLA code descriptors follow existing code conventions when possible, and lab techniques used include multianalyte assays with algorithmic analyses (MAAA) and genomic sequencing procedures (GSP), among others. Read Less | Range Specific Guideline Proprietary laboratory analyses (PLA) codes describe proprietary clinical laboratory analyses and can be either provided by a single ("sole-source") laboratory or licensed or marketed to multiple providing laboratories (eg, cleared or approved by the Food and Drug Administration [FDA]). This subsection includes advanced diagnostic laboratory tests (ADLTs) and clinical diagnostic laboratory tests (CDLTs), as defined under the Protecting Access to Medicare Act (PAMA) of 2014. These analyses may include a range of medical laboratory tests including, but not limited to, multianalyte assays with algorithmic analyses (MAAA) and genomic sequencing procedures (GSP). The descriptor nomenclature follows, where possible, existing code conventions (eg, MAAA, GSP). Unless specifically noted, even though the Proprietary Laboratory Analyses section of the code set is located at the end of the Pathology and Laboratory section of the code set, a PLA code does not fulfill Category I code criteria. PLA codes are not required to fulfill the Category I criteria. The standards for inclusion in the PLA section are: The test must be commercially available in the United States for use on human specimens and The clinical laboratory or manufacturer that offers the test must request the code. For similar laboratory analyses that fulfill Category I criteria, see codes listed in the numeric 80000 series. When a PLA code is available to report a given proprietary laboratory service, that PLA code takes precedence. The service should not be reported with any other CPT® code(s) and other CPT® code(s) should not be used to report services that may be reported with that specific PLA code. These codes encompass all analytical services required for the analysis (eg, cell lysis, nucleic acid stabilization, extraction, digestion, amplification, hybridization and detection). For molecular analyses, additional procedures that are required prior to cell lysis (eg, microdissection [codes 88380 and 88381]) may be reported separately. Codes in this subsection are released on a quarterly basis to expedite dissemination for reporting. PLA codes will be published electronically on the AMA CPT® website (ama-assn.org/cpt-pla-codes), distributed via CPT® data files on a quarterly basis, and, at a minimum, made available in print annually in the CPT® codebook. See the Introduction section of the CPT® code set for a complete list of the dates of release and implementation. All codes that are included in this section are also included in Appendix O, with the procedure's proprietary name. In order to report a PLA code, the analysis performed must fulfill the code descriptor and must be the test represented by the proprietary name listed in Appendix O. In some instances, the descriptor language of PLA codes may be identical and the code may only be differentiated by the listed proprietary name in Appendix O. When more than one PLA has an identical descriptor, the codes will be denoted by the symbol "â™“." All PLA tests will have assigned codes in the PLA section of the code set. Any PLA coded test(s) that satisfies Category I criteria and has been accepted by the CPT® Editorial Panel will be designated by the addition of the symbol "^" to the existing PLA code and will remain in the PLA section of the code set. If a proprietary test has already been accepted for a Category I code and a code has not been published, subsequent application for a PLA code will take precedence. The code will only be placed in the PLA section. The accuracy of a PLA code is to be maintained by the original applicant, or the current owner of the test kit or laboratory performing the proprietary test. A new PLA code is required when: 1. Additional nucleic acid (DNA or RNA) and/or protein analysis(es) are added to the current PLA test, or 2. The name of the PLA test has changed in association with changes in test performance or test characteristics. The addition or modification of the therapeutic applications of the test require submission of a code change application, but it may not require a new code number. | 0001U-0599U | https://www.aapc.com/codes/cpt-codes/0333U | 2025-10-27T18:10:49.261392Z
0334U | Oncology (solid organ), targeted genomic sequence analysis, formalin-fixed paraffin-embedded (FFPE) tumor tissue, DNA analysis, 84 or more genes, interrogation for sequence variants, gene copy number amplifications, gene rearrangements, microsatellite instability and tumor mutational burden | This is a Proprietary Laboratory Analyses (PLA) code, meaning that the code applies to only one unique lab test made by a specific manufacturer or performed by a specific lab. Report 0334U only for Guardant360 TissueNext™ from Guardant Health Inc. The test uses next–generation sequencing (NGS) to evaluate formalin–fixed paraffin–embedded (FFPE) solid tumor tissue for DNA analysis of 84 or more genes for structural variants and other measures of genetic mutation that could impact treatment decisions. Explanation Using formalin–fixed paraffin–embedded (FFPE) solid tumor tissue, the analyst evaluates the specimen using a next–generation sequencing (NGS) targeted gene panel. NGS uses an automated instrument that can simultaneously determine the order of DNA or RNA nucleotides in many genes and uses bioinformatics to interpret the results. This test compares the digital sequence library from the specimen to a comprehensive panel of 84 or more solid organ cancer–related genes, detecting single nucleotide polymorphisms (SNPs) and structural variants, including copy number variations (CNVs), duplications and deletions, and gene rearrangements. The test also evaluates the extent of mutation, including microsatellite instability (MSI, which is the predisposition to mutation) and tumor mutational burden (TMB, which is an estimate of the level of mutation in cancer cells). Clinicians may order this test when tissue biopsy is performed for patients with a tumor in any organ, such as lung, breast, colorectal, skin (melanoma), and genitourinary tract. The test focuses on specifically selected genomic changes associated with an actionable FDA–approved treatment or late phase clinical trial to inform treatment selection and lead to better patient outcomes. Terminology Algorithm: A specific set of step–by–step calculations using defined inputs at each step to produce a useful output; for multianalyte assays with algorithmic analyses (MAAA), the output involves some sort of diagnostic or prognostic information about treatment options or disease outcomes. Bioinformatics: Discipline used to gather, store, and evaluate biological data, such as gene sequences, using computer systems. Deoxyribonucleic acid (DNA): A form of nucleic acid that consists of a sequence of specific biological chemicals (nucleotides) which carry genetic information. Formalin–fixed paraffin–embedded (FFPE): A method to preserve a tissue specimen, such as a biopsy, and prepare it for microscopic examination; the process uses formalin (formaldehyde) to preserve (fix) the tissue and paraffin to embed the tissue in a waxy block that can be sliced thin for viewing on a microscope slide. Gene: Specific nucleic acid sequence associated with a unique function in the body such as production of a specific protein. Duplication and/or deletion: Increase and/or decrease in the normal copy number, which is two copies of a gene sequence. Microsatellite instability: The tendency of genes to mutate due to impaired DNA mismatch repair (MMR). Formalin–fixed paraffin–embedded (FFPE): A method to preserve a tissue specimen, such as a biopsy, and prepare it for microscopic examination; the process uses formalin (formaldehyde) to preserve (fix) the tissue and paraffin to embed the tissue in a waxy block that can be sliced thin for viewing on a microscope slide. Mutation: An alteration in a deoxyribonucleic acid (DNA) sequence that may lead to pathologic changes in the organism. Neoplasm: An abnormal mass or other tissue growth that can be benign or cancerous. Next–generation sequencing (NGS): A general term for a number of different modern DNA and RNA sequencing technologies that are quicker and cheaper than the previous methods; also known as high–throughput sequencing. Targeted region sequencing: A variation on targeted gene sequencing that focuses on single–nucleotide polymorphisms (SNPs), insertions/deletions (Indels), copy number variations (CNVs), and structural variants (SVs) which enables detection of rare variants with higher sensitivity and specificity. Single nucleotide polymorphism (SNP): Compared to the population, a difference in a single nucleotide in a nucleic acid sequence that may be associated with a specific disease or condition. Variant: A gene that differs from the usual nucleic acid sequence due to events such as nucleotide deletions or insertions or substitutions; may cause conditions such as genetic disorders or cancer. Tips Use this code only for the appropriate proprietary test; report one unit of this code for a single specimen analyzed on a single date of service. Distinguish three Guardant Health Inc. PLA codes for solid organ neoplasms: 0334U for Guardant360 TissueNext™, 0242U for Guardant360® CDx, and 0326U for Guardant360®. Additional Info “U” codes are included in the CPT® code set to identify specific proprietary laboratory analyses (PLA) tests. PLA codes take precedence over the usual 80000 series codes for laboratory/pathology. Use this code only for the above–described test; do not report this test using any other CPT® code. PLA code descriptors follow existing code conventions when possible, and lab techniques used include multianalyte assays with algorithmic analyses (MAAA) and genomic sequencing procedures (GSP), among others. Read Less | Range Specific Guideline Proprietary laboratory analyses (PLA) codes describe proprietary clinical laboratory analyses and can be either provided by a single ("sole-source") laboratory or licensed or marketed to multiple providing laboratories (eg, cleared or approved by the Food and Drug Administration [FDA]). This subsection includes advanced diagnostic laboratory tests (ADLTs) and clinical diagnostic laboratory tests (CDLTs), as defined under the Protecting Access to Medicare Act (PAMA) of 2014. These analyses may include a range of medical laboratory tests including, but not limited to, multianalyte assays with algorithmic analyses (MAAA) and genomic sequencing procedures (GSP). The descriptor nomenclature follows, where possible, existing code conventions (eg, MAAA, GSP). Unless specifically noted, even though the Proprietary Laboratory Analyses section of the code set is located at the end of the Pathology and Laboratory section of the code set, a PLA code does not fulfill Category I code criteria. PLA codes are not required to fulfill the Category I criteria. The standards for inclusion in the PLA section are: The test must be commercially available in the United States for use on human specimens and The clinical laboratory or manufacturer that offers the test must request the code. For similar laboratory analyses that fulfill Category I criteria, see codes listed in the numeric 80000 series. When a PLA code is available to report a given proprietary laboratory service, that PLA code takes precedence. The service should not be reported with any other CPT® code(s) and other CPT® code(s) should not be used to report services that may be reported with that specific PLA code. These codes encompass all analytical services required for the analysis (eg, cell lysis, nucleic acid stabilization, extraction, digestion, amplification, hybridization and detection). For molecular analyses, additional procedures that are required prior to cell lysis (eg, microdissection [codes 88380 and 88381]) may be reported separately. Codes in this subsection are released on a quarterly basis to expedite dissemination for reporting. PLA codes will be published electronically on the AMA CPT® website (ama-assn.org/cpt-pla-codes), distributed via CPT® data files on a quarterly basis, and, at a minimum, made available in print annually in the CPT® codebook. See the Introduction section of the CPT® code set for a complete list of the dates of release and implementation. All codes that are included in this section are also included in Appendix O, with the procedure's proprietary name. In order to report a PLA code, the analysis performed must fulfill the code descriptor and must be the test represented by the proprietary name listed in Appendix O. In some instances, the descriptor language of PLA codes may be identical and the code may only be differentiated by the listed proprietary name in Appendix O. When more than one PLA has an identical descriptor, the codes will be denoted by the symbol "â™“." All PLA tests will have assigned codes in the PLA section of the code set. Any PLA coded test(s) that satisfies Category I criteria and has been accepted by the CPT® Editorial Panel will be designated by the addition of the symbol "^" to the existing PLA code and will remain in the PLA section of the code set. If a proprietary test has already been accepted for a Category I code and a code has not been published, subsequent application for a PLA code will take precedence. The code will only be placed in the PLA section. The accuracy of a PLA code is to be maintained by the original applicant, or the current owner of the test kit or laboratory performing the proprietary test. A new PLA code is required when: 1. Additional nucleic acid (DNA or RNA) and/or protein analysis(es) are added to the current PLA test, or 2. The name of the PLA test has changed in association with changes in test performance or test characteristics. The addition or modification of the therapeutic applications of the test require submission of a code change application, but it may not require a new code number. | 0001U-0599U | https://www.aapc.com/codes/cpt-codes/0334U | 2025-10-27T18:11:07.099302Z
0335U | Rare diseases (constitutional/heritable disorders), whole genome sequence analysis, including small sequence changes, copy number variants, deletions, duplications, mobile element insertions, uniparental disomy (UPD), inversions, aneuploidy, mitochondrial genome sequence analysis with heteroplasmy and large deletions, short tandem repeat (STR) gene expansions, fetal sample, identification and categorization of genetic variants Notes: (Do not report 0335U in conjunction with 81425, 0212U) | Lay Term | Range Specific Guideline Proprietary laboratory analyses (PLA) codes describe proprietary clinical laboratory analyses and can be either provided by a single ("sole-source") laboratory or licensed or marketed to multiple providing laboratories (eg, cleared or approved by the Food and Drug Administration [FDA]). This subsection includes advanced diagnostic laboratory tests (ADLTs) and clinical diagnostic laboratory tests (CDLTs), as defined under the Protecting Access to Medicare Act (PAMA) of 2014. These analyses may include a range of medical laboratory tests including, but not limited to, multianalyte assays with algorithmic analyses (MAAA) and genomic sequencing procedures (GSP). The descriptor nomenclature follows, where possible, existing code conventions (eg, MAAA, GSP). Unless specifically noted, even though the Proprietary Laboratory Analyses section of the code set is located at the end of the Pathology and Laboratory section of the code set, a PLA code does not fulfill Category I code criteria. PLA codes are not required to fulfill the Category I criteria. The standards for inclusion in the PLA section are: The test must be commercially available in the United States for use on human specimens and The clinical laboratory or manufacturer that offers the test must request the code. For similar laboratory analyses that fulfill Category I criteria, see codes listed in the numeric 80000 series. When a PLA code is available to report a given proprietary laboratory service, that PLA code takes precedence. The service should not be reported with any other CPT® code(s) and other CPT® code(s) should not be used to report services that may be reported with that specific PLA code. These codes encompass all analytical services required for the analysis (eg, cell lysis, nucleic acid stabilization, extraction, digestion, amplification, hybridization and detection). For molecular analyses, additional procedures that are required prior to cell lysis (eg, microdissection [codes 88380 and 88381]) may be reported separately. Codes in this subsection are released on a quarterly basis to expedite dissemination for reporting. PLA codes will be published electronically on the AMA CPT® website (ama-assn.org/cpt-pla-codes), distributed via CPT® data files on a quarterly basis, and, at a minimum, made available in print annually in the CPT® codebook. See the Introduction section of the CPT® code set for a complete list of the dates of release and implementation. All codes that are included in this section are also included in Appendix O, with the procedure's proprietary name. In order to report a PLA code, the analysis performed must fulfill the code descriptor and must be the test represented by the proprietary name listed in Appendix O. In some instances, the descriptor language of PLA codes may be identical and the code may only be differentiated by the listed proprietary name in Appendix O. When more than one PLA has an identical descriptor, the codes will be denoted by the symbol "â™“." All PLA tests will have assigned codes in the PLA section of the code set. Any PLA coded test(s) that satisfies Category I criteria and has been accepted by the CPT® Editorial Panel will be designated by the addition of the symbol "^" to the existing PLA code and will remain in the PLA section of the code set. If a proprietary test has already been accepted for a Category I code and a code has not been published, subsequent application for a PLA code will take precedence. The code will only be placed in the PLA section. The accuracy of a PLA code is to be maintained by the original applicant, or the current owner of the test kit or laboratory performing the proprietary test. A new PLA code is required when: 1. Additional nucleic acid (DNA or RNA) and/or protein analysis(es) are added to the current PLA test, or 2. The name of the PLA test has changed in association with changes in test performance or test characteristics. The addition or modification of the therapeutic applications of the test require submission of a code change application, but it may not require a new code number. | 0001U-0599U | https://www.aapc.com/codes/cpt-codes/0335U | 2025-10-27T18:11:37.510282Z
0336U | Rare diseases (constitutional/heritable disorders), whole genome sequence analysis, including small sequence changes, copy number variants, deletions, duplications, mobile element insertions, uniparental disomy (UPD), inversions, aneuploidy, mitochondrial genome sequence analysis with heteroplasmy and large deletions, short tandem repeat (STR) gene expansions, blood or saliva, identification and categorization of genetic variants, each comparator genome (eg, parent) Notes: (Do not report 0336U in conjunction with 81426, 0213U) | This is a Proprietary Laboratory Analyses (PLA) code, meaning that the code applies to only one unique lab test made by a specific manufacturer or performed by a specific lab. Report 0336U only for IriSight™ Prenatal Analysis – Comparator from Variantyx Inc. Using a blood or saliva sample, the test is a whole genome sequence analysis to identify genetic variants that may be related to clinical fetal or pregnancy symptoms, or variants that could indicate rare heritable disorders that the parent may have passed on to the fetus. Explanation The lab analyst evaluates a blood or saliva specimen from a parent of the proband fetus using next–generation sequencing (NGS) of the whole genome and mitochondrial DNA for variants related to rare heritable (constitutional) disorders. NGS uses an automated instrument that can simultaneously determine the order of DNA or RNA nucleotides in many genes and uses bioinformatics to interpret the results. The 0336U test evaluates the parental genome for copy number variants such as insertions, deletions, and duplications, plus inversions and short tandem repeat (STR) gene expansions. The test also evaluates for aneuploidy, which is an abnormal chromosome number, and uniparental disomy (UPD), which occurs when the fertilized egg includes two copies or a partial copy of a chromosome from one parent and none from the other parent. Clinicians may order this test for one or both parents when abnormal ultrasound findings indicate that amniocentesis is medically necessary, and the fetal genome analysis identifies variants of concern. In that case, the fetus is the proband patient, which is the first member in a family to receive genetic testing, and each parent would be a comparator patient. Terminology Amniocentesis: A procedure in which a small sample of amniotic fluid is drawn out of the uterus through a needle inserted in the abdomen. Aneuploidy: Chromosome mutation involving an abnormal chromosome number, such as one or three chromosome copies in the nucleus of cells that have a normally have two chromosomes. Chromosome: Found in the nucleus of cells, a chromosome is a DNA molecule that appears as a threadlike structure, especially during cell division; the chromosomes that determine the sex of an individual are called sex chromosomes; males have one Y and one X chromosome, while females have two X chromosomes. Duplication and/or deletion: Increase and/or decrease in the normal copy number, which is two copies of a gene sequence. Genome: The entire genetic material of an organism, which means the entire DNA sequence. Genomic sequencing procedures (GSPs): Tests that use germline or neoplastic specimens to simultaneously analyze DNA or RNA sequences, typically for a combination of many genes or even an entire exome or genome; the tests often employ technology such as next–generation sequencing (NGS) to identify changes to nucleic acid sequences or possibly other variations such as copy number or chromosomal structure, and then use bioinformatics to compare the findings to known genetic changes relevant to a specific clinical condition. Heritable trait: Characteristic that parents can pass to children through genes. Mitochondria: An organelle that is the source of energy production inside a cell. Variant: A gene that differs from the usual nucleic acid sequence due to events such as nucleotide deletions or insertions or substitutions; may cause conditions such as genetic disorders or cancer. Tips Use this code only for the appropriate proprietary test; report one unit of this code for a single specimen analyzed on a single date of service. Don’t report this proprietary test in addition to similar codes 0212U or 81425 for genomic evaluation of constitutional/heritable disorders. Additional Info “U” codes are included in the CPT® code set to identify specific proprietary laboratory analyses (PLA) tests. PLA codes take precedence over the usual 80000 series codes for laboratory/pathology. Use this code only for the above–described test; do not report this test using any other CPT® code. PLA code descriptors follow existing code conventions when possible, and lab techniques used include multianalyte assays with algorithmic analyses (MAAA) and genomic sequencing procedures (GSP), among others. Read Less | Range Specific Guideline Proprietary laboratory analyses (PLA) codes describe proprietary clinical laboratory analyses and can be either provided by a single ("sole-source") laboratory or licensed or marketed to multiple providing laboratories (eg, cleared or approved by the Food and Drug Administration [FDA]). This subsection includes advanced diagnostic laboratory tests (ADLTs) and clinical diagnostic laboratory tests (CDLTs), as defined under the Protecting Access to Medicare Act (PAMA) of 2014. These analyses may include a range of medical laboratory tests including, but not limited to, multianalyte assays with algorithmic analyses (MAAA) and genomic sequencing procedures (GSP). The descriptor nomenclature follows, where possible, existing code conventions (eg, MAAA, GSP). Unless specifically noted, even though the Proprietary Laboratory Analyses section of the code set is located at the end of the Pathology and Laboratory section of the code set, a PLA code does not fulfill Category I code criteria. PLA codes are not required to fulfill the Category I criteria. The standards for inclusion in the PLA section are: The test must be commercially available in the United States for use on human specimens and The clinical laboratory or manufacturer that offers the test must request the code. For similar laboratory analyses that fulfill Category I criteria, see codes listed in the numeric 80000 series. When a PLA code is available to report a given proprietary laboratory service, that PLA code takes precedence. The service should not be reported with any other CPT® code(s) and other CPT® code(s) should not be used to report services that may be reported with that specific PLA code. These codes encompass all analytical services required for the analysis (eg, cell lysis, nucleic acid stabilization, extraction, digestion, amplification, hybridization and detection). For molecular analyses, additional procedures that are required prior to cell lysis (eg, microdissection [codes 88380 and 88381]) may be reported separately. Codes in this subsection are released on a quarterly basis to expedite dissemination for reporting. PLA codes will be published electronically on the AMA CPT® website (ama-assn.org/cpt-pla-codes), distributed via CPT® data files on a quarterly basis, and, at a minimum, made available in print annually in the CPT® codebook. See the Introduction section of the CPT® code set for a complete list of the dates of release and implementation. All codes that are included in this section are also included in Appendix O, with the procedure's proprietary name. In order to report a PLA code, the analysis performed must fulfill the code descriptor and must be the test represented by the proprietary name listed in Appendix O. In some instances, the descriptor language of PLA codes may be identical and the code may only be differentiated by the listed proprietary name in Appendix O. When more than one PLA has an identical descriptor, the codes will be denoted by the symbol "â™“." All PLA tests will have assigned codes in the PLA section of the code set. Any PLA coded test(s) that satisfies Category I criteria and has been accepted by the CPT® Editorial Panel will be designated by the addition of the symbol "^" to the existing PLA code and will remain in the PLA section of the code set. If a proprietary test has already been accepted for a Category I code and a code has not been published, subsequent application for a PLA code will take precedence. The code will only be placed in the PLA section. The accuracy of a PLA code is to be maintained by the original applicant, or the current owner of the test kit or laboratory performing the proprietary test. A new PLA code is required when: 1. Additional nucleic acid (DNA or RNA) and/or protein analysis(es) are added to the current PLA test, or 2. The name of the PLA test has changed in association with changes in test performance or test characteristics. The addition or modification of the therapeutic applications of the test require submission of a code change application, but it may not require a new code number. | 0001U-0599U | https://www.aapc.com/codes/cpt-codes/0336U | 2025-10-27T18:11:55.070593Z
0337U | Oncology (plasma cell disorders and myeloma), circulating plasma cell immunologic selection, identification, morphological characterization, and enumeration of plasma cells based on differential CD138, CD38, CD19, and CD45 protein biomarker expression, peripheral blood | This is a Proprietary Laboratory Analyses (PLA) code, meaning that the code applies to only one unique lab test made by a specific manufacturer or performed by a specific lab. Report 0337U only for CELLSEARCH® Circulating Multiple Myeloma Cell (CMMC) Test from Menarini Silicon Biosystems Inc. The noninvasive test uses a specialized instrument to identify, isolate, and count circulating multiple myeloma cells (CMMC) from a peripheral blood specimen to help manage patients with multiple myeloma (MM). Explanation The lab analyst processes a peripheral blood specimen using a specialized instrument for cell capture (isolation), molecular characterization (identification), enrichment, and enumeration (counting) of circulating multiple myeloma cells (CMMC). Because certain conditions demonstrate elevated peripheral–blood CMMC counts, clinicians may order this test for patients with multiple myeloma (MM) or precursor conditions such as smoldering multiple myeloma (SMM) or monoclonal gammopathy of unknown significance (MGUS). Serial use of the 0337U test may serve as “liquid biopsies” in place of more invasive bone marrow (BM) biopsies to monitor MM progression and inform treatment decisions. Terminology Biomarker, biological marker, biochemical marker: A measurable substance, such as an enzyme, protein, or gene, that is an indicator of a condition, disease, or normal or abnormal process. Circulating tumor cells (CTCs): Cancer cells that separate from the primary tumor and circulate through the blood. Liquid biopsy: Blood test to find biomarkers or bits of nucleic acids or cancer cells that break off from a tumor and circulate in the blood; may be useful for finding early–stage cancer. Multiple myeloma: Cancer of plasma cells, which can accumulate in bone marrow and displace healthy blood cells. Plasma cells: A type of white blood cells involved in antibody immune response. Tips Use this code only for the appropriate proprietary test; report one unit of this code for a single specimen analyzed on a single date of service. Don’t report this proprietary test with a method–specific code for CTCs, such as 86152. Some payers may pay separately for collecting the specimen. Additional Info “U” codes are included in the CPT® code set to identify specific proprietary laboratory analyses (PLA) tests. PLA codes take precedence over the usual 80000 series codes for laboratory/pathology. Use this code only for the above–described test; do not report this test using any other CPT® code. PLA code descriptors follow existing code conventions when possible, and lab techniques used include multianalyte assays with algorithmic analyses (MAAA) and genomic sequencing procedures (GSP), among others. Read Less | Range Specific Guideline Proprietary laboratory analyses (PLA) codes describe proprietary clinical laboratory analyses and can be either provided by a single ("sole-source") laboratory or licensed or marketed to multiple providing laboratories (eg, cleared or approved by the Food and Drug Administration [FDA]). This subsection includes advanced diagnostic laboratory tests (ADLTs) and clinical diagnostic laboratory tests (CDLTs), as defined under the Protecting Access to Medicare Act (PAMA) of 2014. These analyses may include a range of medical laboratory tests including, but not limited to, multianalyte assays with algorithmic analyses (MAAA) and genomic sequencing procedures (GSP). The descriptor nomenclature follows, where possible, existing code conventions (eg, MAAA, GSP). Unless specifically noted, even though the Proprietary Laboratory Analyses section of the code set is located at the end of the Pathology and Laboratory section of the code set, a PLA code does not fulfill Category I code criteria. PLA codes are not required to fulfill the Category I criteria. The standards for inclusion in the PLA section are: The test must be commercially available in the United States for use on human specimens and The clinical laboratory or manufacturer that offers the test must request the code. For similar laboratory analyses that fulfill Category I criteria, see codes listed in the numeric 80000 series. When a PLA code is available to report a given proprietary laboratory service, that PLA code takes precedence. The service should not be reported with any other CPT® code(s) and other CPT® code(s) should not be used to report services that may be reported with that specific PLA code. These codes encompass all analytical services required for the analysis (eg, cell lysis, nucleic acid stabilization, extraction, digestion, amplification, hybridization and detection). For molecular analyses, additional procedures that are required prior to cell lysis (eg, microdissection [codes 88380 and 88381]) may be reported separately. Codes in this subsection are released on a quarterly basis to expedite dissemination for reporting. PLA codes will be published electronically on the AMA CPT® website (ama-assn.org/cpt-pla-codes), distributed via CPT® data files on a quarterly basis, and, at a minimum, made available in print annually in the CPT® codebook. See the Introduction section of the CPT® code set for a complete list of the dates of release and implementation. All codes that are included in this section are also included in Appendix O, with the procedure's proprietary name. In order to report a PLA code, the analysis performed must fulfill the code descriptor and must be the test represented by the proprietary name listed in Appendix O. In some instances, the descriptor language of PLA codes may be identical and the code may only be differentiated by the listed proprietary name in Appendix O. When more than one PLA has an identical descriptor, the codes will be denoted by the symbol "â™“." All PLA tests will have assigned codes in the PLA section of the code set. Any PLA coded test(s) that satisfies Category I criteria and has been accepted by the CPT® Editorial Panel will be designated by the addition of the symbol "^" to the existing PLA code and will remain in the PLA section of the code set. If a proprietary test has already been accepted for a Category I code and a code has not been published, subsequent application for a PLA code will take precedence. The code will only be placed in the PLA section. The accuracy of a PLA code is to be maintained by the original applicant, or the current owner of the test kit or laboratory performing the proprietary test. A new PLA code is required when: 1. Additional nucleic acid (DNA or RNA) and/or protein analysis(es) are added to the current PLA test, or 2. The name of the PLA test has changed in association with changes in test performance or test characteristics. The addition or modification of the therapeutic applications of the test require submission of a code change application, but it may not require a new code number. | 0001U-0599U | https://www.aapc.com/codes/cpt-codes/0337U | 2025-10-27T18:12:13.081904Z
0338U | Oncology (solid tumor), circulating tumor cell selection, identification, morphological characterization, detection and enumeration based on differential EpCAM, cytokeratins 8, 18, and 19, and CD45 protein biomarkers, and quantification of HER2 protein biomarker-expressing cells, peripheral blood | This is a Proprietary Laboratory Analyses (PLA) code, meaning that the code applies to only one unique lab test made by a specific manufacturer or performed by a specific lab. Report 0338U only for CELLSEARCH® HER2 Circulating Tumor Cell (CTC–HER2) Test from Menarini Silicon Biosystems Inc. The noninvasive test uses a specialized instrument to identify, isolate, and count HER2 circulating tumor cells (CTCs) from a peripheral blood specimen to help manage patients with breast cancer. Explanation The lab analyst processes a peripheral blood specimen using a specialized instrument for cell capture (isolation), molecular characterization (identification), enrichment, and enumeration (counting) of HER2 circulating tumor cells (CTCs). The assay identifies HER2 CTCs as those cells that are positive for biomarkers EpCAM, Cytokeratin, and HER2 but CD45 negative. The assay reports the numbers of HER2 CTCs and total CTCs in a known volume of the whole blood specimen. Clinicians may order this test for breast cancer patients as a noninvasive “liquid biopsy” to monitor circulating HER2 positive cancer cells, even in patients with HER2 negative tumor tissue findings. HER2 status can change over the course of disease progression, and HER2 positive breast cancers are more aggressive but have available targeted therapies. For that reason, noninvasive HER2 status monitoring can impact treatment decisions and lead to better patient outcomes. Terminology Biomarker, biological marker, biochemical marker: A measurable substance, such as an enzyme, protein, or gene, that is an indicator of a condition, disease, or normal or abnormal process. Breast cancer: A type of cancer that develops from the breast cells and is capable of spreading, commonly affecting women; the major signs include a lump in the breast, change in the shape of the breast, and fluid from the nipples. Circulating tumor cells (CTCs): Cancer cells that separate from the primary tumor and circulate through the blood. HER2 (human epidermal growth factor receptor–2): A gene that is over–expressed in some breast cancer tumors; HER2–positive breast cancer is a more aggressive disease, more prone to recurrence, and has a poorer prognosis than non–HER2 breast cancer. Liquid biopsy: Blood test to find biomarkers or bits of nucleic acids or cancer cells that break off from a tumor and circulate in the blood; may be useful for finding early–stage cancer. Tips Use this code only for the appropriate proprietary test; report one unit of this code for a single specimen analyzed on a single date of service. Don’t report this proprietary test with a method–specific code for CTCs, such as 86152. Some payers may pay separately for collecting the specimen. Additional Info “U” codes are included in the CPT® code set to identify specific proprietary laboratory analyses (PLA) tests. PLA codes take precedence over the usual 80000 series codes for laboratory/pathology. Use this code only for the above–described test; do not report this test using any other CPT® code. PLA code descriptors follow existing code conventions when possible, and lab techniques used include multianalyte assays with algorithmic analyses (MAAA) and genomic sequencing procedures (GSP), among others. Read Less | Range Specific Guideline Proprietary laboratory analyses (PLA) codes describe proprietary clinical laboratory analyses and can be either provided by a single ("sole-source") laboratory or licensed or marketed to multiple providing laboratories (eg, cleared or approved by the Food and Drug Administration [FDA]). This subsection includes advanced diagnostic laboratory tests (ADLTs) and clinical diagnostic laboratory tests (CDLTs), as defined under the Protecting Access to Medicare Act (PAMA) of 2014. These analyses may include a range of medical laboratory tests including, but not limited to, multianalyte assays with algorithmic analyses (MAAA) and genomic sequencing procedures (GSP). The descriptor nomenclature follows, where possible, existing code conventions (eg, MAAA, GSP). Unless specifically noted, even though the Proprietary Laboratory Analyses section of the code set is located at the end of the Pathology and Laboratory section of the code set, a PLA code does not fulfill Category I code criteria. PLA codes are not required to fulfill the Category I criteria. The standards for inclusion in the PLA section are: The test must be commercially available in the United States for use on human specimens and The clinical laboratory or manufacturer that offers the test must request the code. For similar laboratory analyses that fulfill Category I criteria, see codes listed in the numeric 80000 series. When a PLA code is available to report a given proprietary laboratory service, that PLA code takes precedence. The service should not be reported with any other CPT® code(s) and other CPT® code(s) should not be used to report services that may be reported with that specific PLA code. These codes encompass all analytical services required for the analysis (eg, cell lysis, nucleic acid stabilization, extraction, digestion, amplification, hybridization and detection). For molecular analyses, additional procedures that are required prior to cell lysis (eg, microdissection [codes 88380 and 88381]) may be reported separately. Codes in this subsection are released on a quarterly basis to expedite dissemination for reporting. PLA codes will be published electronically on the AMA CPT® website (ama-assn.org/cpt-pla-codes), distributed via CPT® data files on a quarterly basis, and, at a minimum, made available in print annually in the CPT® codebook. See the Introduction section of the CPT® code set for a complete list of the dates of release and implementation. All codes that are included in this section are also included in Appendix O, with the procedure's proprietary name. In order to report a PLA code, the analysis performed must fulfill the code descriptor and must be the test represented by the proprietary name listed in Appendix O. In some instances, the descriptor language of PLA codes may be identical and the code may only be differentiated by the listed proprietary name in Appendix O. When more than one PLA has an identical descriptor, the codes will be denoted by the symbol "â™“." All PLA tests will have assigned codes in the PLA section of the code set. Any PLA coded test(s) that satisfies Category I criteria and has been accepted by the CPT® Editorial Panel will be designated by the addition of the symbol "^" to the existing PLA code and will remain in the PLA section of the code set. If a proprietary test has already been accepted for a Category I code and a code has not been published, subsequent application for a PLA code will take precedence. The code will only be placed in the PLA section. The accuracy of a PLA code is to be maintained by the original applicant, or the current owner of the test kit or laboratory performing the proprietary test. A new PLA code is required when: 1. Additional nucleic acid (DNA or RNA) and/or protein analysis(es) are added to the current PLA test, or 2. The name of the PLA test has changed in association with changes in test performance or test characteristics. The addition or modification of the therapeutic applications of the test require submission of a code change application, but it may not require a new code number. | 0001U-0599U | https://www.aapc.com/codes/cpt-codes/0338U | 2025-10-27T18:12:31.320380Z
0339U | Oncology (prostate), mRNA expression profiling of HOXC6 and DLX1, reverse transcription polymerase chain reaction (RT-PCR), first-void urine following digital rectal examination, algorithm reported as probability of high-grade cancer | This is a Proprietary Laboratory Analyses (PLA) code, meaning that the code applies to only one unique lab test made by a specific manufacturer or performed by a specific lab. Report 0339U for SelectMDx® for Prostate Cancer from MDxHealth® Inc. Using a urine specimen, the test evaluates the activity (gene expression) of two genes: HOXC6 and DLX1. An algorithmic analysis of the findings reports a probability score for the likelihood that the patient has high–grade prostate cancer. Explanation The lab analyst performs the test using a first–void urine specimen following digital rectal examination (DRE) to evaluate the activity (gene expression) of two genes: HOXC6 and DLX1. The procedure involves reverse transcription–polymerase chain reaction (RT–PCR), which uses RNA in the specimen as a template to make DNA (reverse transcription) and creates more copies of the DNA using PCR. The RT–PCR process creates a gene expression profile, indicating which DNA sequences are actively expressed — that is, transcribed to RNA and translated to a protein that performs some function in the body. This is a multianalyte assay with algorithmic analysis (MAAA), which includes the analytical services to produce test results and uses those results plus patient data for an algorithmic analysis that reports the findings as a probability or risk score. Using the urine HOXC6 and DLX1 mRNA biomarker levels plus patient data such as age, prostate specific antigen (PSA) level, DRE findings, and family history of prostate cancer, the algorithm provides a probability score for the likelihood that the patient has high–grade prostate cancer. Clinicians may order this test for patients with elevated PSA test results to evaluate the patient’s risk of having high–grade prostate cancer. The clinician may use the test results to help determine whether prostate biopsy is indicated. Terminology Algorithm: A specific set of step–by–step calculations using defined inputs at each step to produce a useful output; for multianalyte assays with algorithmic analyses (MAAA), the output involves some sort of diagnostic or prognostic information about treatment options or disease outcomes. Gene expression: The two–step process by which cells generate messenger RNA (mRNA) from a DNA template (transcription), then generate a protein from the mRNA template (translation).?? Multianalyte assays with algorithmic analyses (MAAA): A set of codes generally unique to a single clinical laboratory or manufacture; they typically list all the analytic and algorithmic analysis for a type of disease, such cancer; the type and number of analytes, such as proteins; the lab methods, such as immunoassay; the specimen type, such as blood; and the result type, such as prognostic risk score. Polymerase chain reaction (PCR): A rapid technique for making more copies (amplifying) of a DNA or RNA sequence used in the laboratory. Prostate specific antigen (PSA): An enzyme produced in the prostate gland that when elevated indicates the presence of prostate cancer. Prostate: A small gland that is part of the reproductive system in males and located just below the urinary bladder; it secretes prostatic fluid, a component of semen. Reverse transcription–polymerase chain reaction (RT–PCR): A technique to measure specimen RNA levels by reacting RNA with the enzyme reverse transcriptase to produce complementary DNA (cDNA), which is more stable than RNA, and then create more copies of the DNA by polymerase chain reaction (PCR). Tips Use this code only for the appropriate proprietary test; report one unit of this code for a single specimen analyzed on a single date of service. Distinguish this test from the similar test reported using 0011M. Additional Info “U” codes are included in the CPT® code set to identify specific proprietary laboratory analyses (PLA) tests. PLA codes take precedence over the usual 80000 series codes for laboratory/pathology. Use this code only for the above–described test; do not report this test using any other CPT® code. PLA code descriptors follow existing code conventions when possible, and lab techniques used include multianalyte assays with algorithmic analyses (MAAA) and genomic sequencing procedures (GSP), among others. Read Less | Range Specific Guideline Proprietary laboratory analyses (PLA) codes describe proprietary clinical laboratory analyses and can be either provided by a single ("sole-source") laboratory or licensed or marketed to multiple providing laboratories (eg, cleared or approved by the Food and Drug Administration [FDA]). This subsection includes advanced diagnostic laboratory tests (ADLTs) and clinical diagnostic laboratory tests (CDLTs), as defined under the Protecting Access to Medicare Act (PAMA) of 2014. These analyses may include a range of medical laboratory tests including, but not limited to, multianalyte assays with algorithmic analyses (MAAA) and genomic sequencing procedures (GSP). The descriptor nomenclature follows, where possible, existing code conventions (eg, MAAA, GSP). Unless specifically noted, even though the Proprietary Laboratory Analyses section of the code set is located at the end of the Pathology and Laboratory section of the code set, a PLA code does not fulfill Category I code criteria. PLA codes are not required to fulfill the Category I criteria. The standards for inclusion in the PLA section are: The test must be commercially available in the United States for use on human specimens and The clinical laboratory or manufacturer that offers the test must request the code. For similar laboratory analyses that fulfill Category I criteria, see codes listed in the numeric 80000 series. When a PLA code is available to report a given proprietary laboratory service, that PLA code takes precedence. The service should not be reported with any other CPT® code(s) and other CPT® code(s) should not be used to report services that may be reported with that specific PLA code. These codes encompass all analytical services required for the analysis (eg, cell lysis, nucleic acid stabilization, extraction, digestion, amplification, hybridization and detection). For molecular analyses, additional procedures that are required prior to cell lysis (eg, microdissection [codes 88380 and 88381]) may be reported separately. Codes in this subsection are released on a quarterly basis to expedite dissemination for reporting. PLA codes will be published electronically on the AMA CPT® website (ama-assn.org/cpt-pla-codes), distributed via CPT® data files on a quarterly basis, and, at a minimum, made available in print annually in the CPT® codebook. See the Introduction section of the CPT® code set for a complete list of the dates of release and implementation. All codes that are included in this section are also included in Appendix O, with the procedure's proprietary name. In order to report a PLA code, the analysis performed must fulfill the code descriptor and must be the test represented by the proprietary name listed in Appendix O. In some instances, the descriptor language of PLA codes may be identical and the code may only be differentiated by the listed proprietary name in Appendix O. When more than one PLA has an identical descriptor, the codes will be denoted by the symbol "â™“." All PLA tests will have assigned codes in the PLA section of the code set. Any PLA coded test(s) that satisfies Category I criteria and has been accepted by the CPT® Editorial Panel will be designated by the addition of the symbol "^" to the existing PLA code and will remain in the PLA section of the code set. If a proprietary test has already been accepted for a Category I code and a code has not been published, subsequent application for a PLA code will take precedence. The code will only be placed in the PLA section. The accuracy of a PLA code is to be maintained by the original applicant, or the current owner of the test kit or laboratory performing the proprietary test. A new PLA code is required when: 1. Additional nucleic acid (DNA or RNA) and/or protein analysis(es) are added to the current PLA test, or 2. The name of the PLA test has changed in association with changes in test performance or test characteristics. The addition or modification of the therapeutic applications of the test require submission of a code change application, but it may not require a new code number. | 0001U-0599U | https://www.aapc.com/codes/cpt-codes/0339U | 2025-10-27T18:12:49.174305Z
0340U | Oncology (pan-cancer), analysis of minimal residual disease (MRD) from plasma, with assays personalized to each patient based on prior next-generation sequencing of the patient's tumor and germline DNA, reported as absence or presence of MRD, with disease-burden correlation, if appropriate | This is a Proprietary Laboratory Analyses (PLA) code, meaning that the code applies to only one unique lab test made by a specific manufacturer or performed by a specific lab. Report 0340U only for Signatera™ from Natera Inc. The test uses a cancer patient’s plasma specimen for a targeted sequence analysis using circulating tumor DNA (ctDNA). The targeted DNA is based on a prior next–generation sequence (NGS) analysis of the patient’s tumor and germline (inherited) DNA for a customized evaluation of minimal residual disease (MRD). Explanation The lab analyst processes a cancer patient’s plasma specimen to preserve cell–free DNA (cfDNA), then isolate and extract circulating–tumor DNA (ct–DNA). The analyst evaluates the ct–DNA using a next–generation sequencing (NGS) targeted gene panel. NGS uses an automated instrument that can simultaneously determine the order of DNA or RNA nucleotides in many genes and uses bioinformatics to interpret the results. This test compares ct–DNA to a customized DNA panel based on a prior next–generation sequence (NGS) analysis of the patient’s tumor and germline (inherited) DNA. Clinicians may order this test at several points during a patient’s treatment for many forms of cancer. Because the test evaluates a customized DNA profile specific to the patient’s cancer, evaluating ct–DNA can help indicate the patient’s minimal residual disease (MRD) following treatment. Clinicians may use the test to detect MRD after surgery, to monitor cancer recurrence after adjuvant therapy, or to monitor treatment response after relapse. Terminology Adjuvant therapy: Treatment provided in addition to primary therapy; in cases of cancer, adjuvant therapy usually refers to chemotherapy or radiotherapy or both following surgery to remove the cancer. Bioinformatics: Discipline used to gather, store, and evaluate biological data, such as gene sequences, using computer systems. Cell–free DNA (cfDNA): Nonencapsulated DNA in the form of nucleic acid fragments that enter the bloodstream during apoptosis (programmed, or normal, cell death) or necrosis (cell death due to loss of blood supply from injury, radiation, or chemicals). Circulating–tumor DNA (ctDNA): DNA that comes from a tumor and circulates in the blood; a specific type of cell–free DNA. Deoxyribonucleic acid (DNA): A form of nucleic acid that consists of a sequence of specific biological chemicals (nucleotides) that carry genetic information. Gene: Specific nucleic acid sequence associated with a unique function in the body such as production of a specific protein. Germline: Genes that occurs in every cell of an organism, having been inherited from egg and sperm of parents; germline (constitutional) mutations can be passed from parent to progeny. Minimal residual disease (MRD): Low level of cancer cells remaining in the body following cancer treatment. Next–generation sequencing (NGS): A general term for a number of different modern DNA and RNA sequencing technologies that are quicker and cheaper than the previous methods; also known as high–throughput sequencing. Plasma: The liquid portion of blood that typically suspends blood cells; plasma accounts for about 55 percent of blood volume and contains important components such as proteins, electrolytes, hormones, and coagulation factors. Tips Use this code only for the appropriate proprietary test; report one unit of this code for a single specimen analyzed on a single date of service. Some payers may pay separately for collecting the specimen. Additional Info “U” codes are included in the CPT® code set to identify specific proprietary laboratory analyses (PLA) tests. PLA codes take precedence over the usual 80000 series codes for laboratory/pathology. Use this code only for the above–described test; do not report this test using any other CPT® code. PLA code descriptors follow existing code conventions when possible, and lab techniques used include multianalyte assays with algorithmic analyses (MAAA) and genomic sequencing procedures (GSP), among others. Read Less | Range Specific Guideline Proprietary laboratory analyses (PLA) codes describe proprietary clinical laboratory analyses and can be either provided by a single ("sole-source") laboratory or licensed or marketed to multiple providing laboratories (eg, cleared or approved by the Food and Drug Administration [FDA]). This subsection includes advanced diagnostic laboratory tests (ADLTs) and clinical diagnostic laboratory tests (CDLTs), as defined under the Protecting Access to Medicare Act (PAMA) of 2014. These analyses may include a range of medical laboratory tests including, but not limited to, multianalyte assays with algorithmic analyses (MAAA) and genomic sequencing procedures (GSP). The descriptor nomenclature follows, where possible, existing code conventions (eg, MAAA, GSP). Unless specifically noted, even though the Proprietary Laboratory Analyses section of the code set is located at the end of the Pathology and Laboratory section of the code set, a PLA code does not fulfill Category I code criteria. PLA codes are not required to fulfill the Category I criteria. The standards for inclusion in the PLA section are: The test must be commercially available in the United States for use on human specimens and The clinical laboratory or manufacturer that offers the test must request the code. For similar laboratory analyses that fulfill Category I criteria, see codes listed in the numeric 80000 series. When a PLA code is available to report a given proprietary laboratory service, that PLA code takes precedence. The service should not be reported with any other CPT® code(s) and other CPT® code(s) should not be used to report services that may be reported with that specific PLA code. These codes encompass all analytical services required for the analysis (eg, cell lysis, nucleic acid stabilization, extraction, digestion, amplification, hybridization and detection). For molecular analyses, additional procedures that are required prior to cell lysis (eg, microdissection [codes 88380 and 88381]) may be reported separately. Codes in this subsection are released on a quarterly basis to expedite dissemination for reporting. PLA codes will be published electronically on the AMA CPT® website (ama-assn.org/cpt-pla-codes), distributed via CPT® data files on a quarterly basis, and, at a minimum, made available in print annually in the CPT® codebook. See the Introduction section of the CPT® code set for a complete list of the dates of release and implementation. All codes that are included in this section are also included in Appendix O, with the procedure's proprietary name. In order to report a PLA code, the analysis performed must fulfill the code descriptor and must be the test represented by the proprietary name listed in Appendix O. In some instances, the descriptor language of PLA codes may be identical and the code may only be differentiated by the listed proprietary name in Appendix O. When more than one PLA has an identical descriptor, the codes will be denoted by the symbol "â™“." All PLA tests will have assigned codes in the PLA section of the code set. Any PLA coded test(s) that satisfies Category I criteria and has been accepted by the CPT® Editorial Panel will be designated by the addition of the symbol "^" to the existing PLA code and will remain in the PLA section of the code set. If a proprietary test has already been accepted for a Category I code and a code has not been published, subsequent application for a PLA code will take precedence. The code will only be placed in the PLA section. The accuracy of a PLA code is to be maintained by the original applicant, or the current owner of the test kit or laboratory performing the proprietary test. A new PLA code is required when: 1. Additional nucleic acid (DNA or RNA) and/or protein analysis(es) are added to the current PLA test, or 2. The name of the PLA test has changed in association with changes in test performance or test characteristics. The addition or modification of the therapeutic applications of the test require submission of a code change application, but it may not require a new code number. | 0001U-0599U | https://www.aapc.com/codes/cpt-codes/0340U | 2025-10-27T18:13:07.350990Z
0341U | Fetal aneuploidy DNA sequencing comparative analysis, fetal DNA from products of conception, reported as normal (euploidy), monosomy, trisomy, or partial deletion/duplication, mosaicism, and segmental aneuploid | This is a Proprietary Laboratory Analyses (PLA) code, meaning that the code applies to only one unique lab test made by a specific manufacturer or performed by a specific lab. Report 0341U only for Single Cell Prenatal Diagnosis (SCPD) Test from Luna Genetics Inc. The test uses a maternal blood sample early in pregnancy to isolate fetal cells for DNA sequencing. The assay evaluates fetal cells for various aneuploidies (abnormal chromosome number), duplication/deletion variants, and mosaicism (cells with different genotypes). Explanation Using a maternal blood specimen taken between eight and 22 weeks gestation, the lab analyst isolates fetal cells for individual DNA analysis. The test evaluates for aneuploidies such as Down syndrome, trisomy 13, trisomy 18, and other chromosomal abnormalities. The test can also detect gene deletions/duplications larger than 1.5 million bases (Mb) and 2 Mb, respectively, which represents most mutations related to disease. By evaluating distinct cells, the test may detect mosaicism (cells with different genotypes), if present. Clinicians may order this test instead of more common tests such as cell–free noninvasive prenatal testing (cfNIPT) for earlier detection, fewer false positives due to maternal genotype, and higher resolution. In most cases, the test may preclude the need for more invasive testing that presents risk to the fetus, such as amniocentesis and chorionic villi sampling (CVS). Terminology Amniocentesis: A procedure in which a small sample of amniotic fluid is drawn out of the uterus through a needle inserted in the abdomen. Aneuploidy: Chromosome mutation involving an abnormal chromosome number, such as one or three chromosome copies in the nucleus of cells that have a normally have two chromosomes. Chorionic villi sampling: A prenatal test in which a sample of chorionic villi (tiny, fingerlike growths found in the placenta and made up of fetal cells) is removed from the placenta to diagnose congenital abnormalities. Chromosome: Found in the nucleus of cells, a chromosome is a DNA molecule that appears as a threadlike structure, especially during cell division; the chromosomes that determine the sex of an individual are called sex chromosomes; males have one Y and one X chromosome, while females have two X chromosomes. Duplication and/or deletion: Increase and/or decrease in the normal copy number, which is two copies of a gene sequence. Fetal aneuploidy: Fetal chromosomal abnormalities such as Down syndrome, Edwards syndrome or Patau syndrome. Genotype: The genetic, internally coded information of a particular organism or person, distinct from the expressed features or the phenotype. Mosaicism: Genetic condition when an individual has more than one genotype in different sets of cells. Tips Use this code only for the appropriate proprietary test; report one unit of this code for a single specimen analyzed on a single date of service. Some payers may pay separately for collecting the specimen. Additional Info “U” codes are included in the CPT® code set to identify specific proprietary laboratory analyses (PLA) tests. PLA codes take precedence over the usual 80000 series codes for laboratory/pathology. Use this code only for the above–described test; do not report this test using any other CPT® code. PLA code descriptors follow existing code conventions when possible, and lab techniques used include multianalyte assays with algorithmic analyses (MAAA) and genomic sequencing procedures (GSP), among others. Read Less | Range Specific Guideline Proprietary laboratory analyses (PLA) codes describe proprietary clinical laboratory analyses and can be either provided by a single ("sole-source") laboratory or licensed or marketed to multiple providing laboratories (eg, cleared or approved by the Food and Drug Administration [FDA]). This subsection includes advanced diagnostic laboratory tests (ADLTs) and clinical diagnostic laboratory tests (CDLTs), as defined under the Protecting Access to Medicare Act (PAMA) of 2014. These analyses may include a range of medical laboratory tests including, but not limited to, multianalyte assays with algorithmic analyses (MAAA) and genomic sequencing procedures (GSP). The descriptor nomenclature follows, where possible, existing code conventions (eg, MAAA, GSP). Unless specifically noted, even though the Proprietary Laboratory Analyses section of the code set is located at the end of the Pathology and Laboratory section of the code set, a PLA code does not fulfill Category I code criteria. PLA codes are not required to fulfill the Category I criteria. The standards for inclusion in the PLA section are: The test must be commercially available in the United States for use on human specimens and The clinical laboratory or manufacturer that offers the test must request the code. For similar laboratory analyses that fulfill Category I criteria, see codes listed in the numeric 80000 series. When a PLA code is available to report a given proprietary laboratory service, that PLA code takes precedence. The service should not be reported with any other CPT® code(s) and other CPT® code(s) should not be used to report services that may be reported with that specific PLA code. These codes encompass all analytical services required for the analysis (eg, cell lysis, nucleic acid stabilization, extraction, digestion, amplification, hybridization and detection). For molecular analyses, additional procedures that are required prior to cell lysis (eg, microdissection [codes 88380 and 88381]) may be reported separately. Codes in this subsection are released on a quarterly basis to expedite dissemination for reporting. PLA codes will be published electronically on the AMA CPT® website (ama-assn.org/cpt-pla-codes), distributed via CPT® data files on a quarterly basis, and, at a minimum, made available in print annually in the CPT® codebook. See the Introduction section of the CPT® code set for a complete list of the dates of release and implementation. All codes that are included in this section are also included in Appendix O, with the procedure's proprietary name. In order to report a PLA code, the analysis performed must fulfill the code descriptor and must be the test represented by the proprietary name listed in Appendix O. In some instances, the descriptor language of PLA codes may be identical and the code may only be differentiated by the listed proprietary name in Appendix O. When more than one PLA has an identical descriptor, the codes will be denoted by the symbol "â™“." All PLA tests will have assigned codes in the PLA section of the code set. Any PLA coded test(s) that satisfies Category I criteria and has been accepted by the CPT® Editorial Panel will be designated by the addition of the symbol "^" to the existing PLA code and will remain in the PLA section of the code set. If a proprietary test has already been accepted for a Category I code and a code has not been published, subsequent application for a PLA code will take precedence. The code will only be placed in the PLA section. The accuracy of a PLA code is to be maintained by the original applicant, or the current owner of the test kit or laboratory performing the proprietary test. A new PLA code is required when: 1. Additional nucleic acid (DNA or RNA) and/or protein analysis(es) are added to the current PLA test, or 2. The name of the PLA test has changed in association with changes in test performance or test characteristics. The addition or modification of the therapeutic applications of the test require submission of a code change application, but it may not require a new code number. | 0001U-0599U | https://www.aapc.com/codes/cpt-codes/0341U | 2025-10-27T18:13:25.175274Z
0342U | Oncology (pancreatic cancer), multiplex immunoassay of C5, C4, cystatin C, factor B, osteoprotegerin (OPG), gelsolin, IGFBP3, CA125 and multiplex electrochemiluminescent immunoassay (ECLIA) for CA19-9, serum, diagnostic algorithm reported qualitatively as positive, negative, or borderline | This is a Proprietary Laboratory Analyses (PLA) code, meaning that the code applies to only one unique lab test made by a specific manufacturer or performed by a specific lab. Report 0342U only for IMMray® PanCan–d from Immunovia Inc. The test evaluates a serum specimen using two different immunoassays (biochemical tests) for the nine biomarkers listed in the code. The procedure includes an algorithm using the test results and other patient data to report the findings as positive, negative, or borderline for pancreatic cancer. Explanation The lab analyst processes the serum sample and applies it to a microarray slide with fluorescently tagged antibodies for tumor and immunoregulatory biomarkers listed in the code. A fluorescence scanner measures the level of each biomarker except CA19–9. The analyst separately measures CA19–9 level in the serum using an electrochemiluminescence immunoassay (ECLIA). This is a multianalyte assay with algorithmic analysis (MAAA), which includes the analytical services to produce test results and uses those results plus patient data for an algorithmic analysis that reports the findings as a probability or risk score. Using the biochemical test results plus patient data such as age, the algorithmic analysis provides one of three findings: high–risk signature present, negative for high–risk signature, or borderline. Clinicians may order this test as an early indicator of pancreatic cancer for patients at risk of developing the disease due to family history or known genetic mutation. The test is not appropriate for screening the general population. Terminology Algorithm: A specific set of step–by–step calculations using defined inputs at each step to produce a useful output; for multianalyte assays with algorithmic analyses (MAAA), the output involves some sort of diagnostic or prognostic information about treatment options or disease outcomes. Biomarker, biological marker, biochemical marker: A measurable substance, such as an enzyme, protein, or gene, that is an indicator of a condition, disease, or normal or abnormal process. Electrochemiluminescence immunoassay (ECLIA): A laboratory testing method that uses the electrochemical properties of specific markers to produce light and identify a substance with a luminometer. Immunoassay: A biochemical test that uses an antibody/antigen reaction to detect and possibly quantify a specific substance present in the specimen, such as blood. Microarray: A lab device composed of a surface with a grid of dots containing different DNA sequences that act as probes to capture targets in the specimen; used to map gene expression; sometimes called a gene chip. Multianalyte assays with algorithmic analyses (MAAA): A set of codes generally unique to a single clinical laboratory or manufacture; they typically list all the analytic and algorithmic analysis for a type of disease, such cancer; the type and number of analytes, such as proteins; the lab methods, such as immunoassay; the specimen type, such as blood; and the result type, such as prognostic risk score. Pancreatic cancer: Cancer that begins in the cells of the pancreas that produce the enzymes that break down food and the hormones that help control blood sugar; it is often found late, spreads quickly, is difficult to treat, and is often fatal. Serum: The clear liquid portion of blood that is not cellular and contains important components such as antibodies, proteins produced in blood that are activated as part of the immune response to neutralize specific invaders such as bacteria or viruses. Tips Use this code only for the appropriate proprietary test; report one unit of this code for a single specimen analyzed on a single date of service. Some payers may pay separately for collecting the specimen. Don’t report specific codes for any components of this test, such as 86304 for CA–125, in addition to 0342U. Additional Info “U” codes are included in the CPT® code set to identify specific proprietary laboratory analyses (PLA) tests. PLA codes take precedence over the usual 80000 series codes for laboratory/pathology. Use this code only for the above–described test; do not report this test using any other CPT® code. PLA code descriptors follow existing code conventions when possible, and lab techniques used include multianalyte assays with algorithmic analyses (MAAA) and genomic sequencing procedures (GSP), among others. Read Less | Range Specific Guideline Proprietary laboratory analyses (PLA) codes describe proprietary clinical laboratory analyses and can be either provided by a single ("sole-source") laboratory or licensed or marketed to multiple providing laboratories (eg, cleared or approved by the Food and Drug Administration [FDA]). This subsection includes advanced diagnostic laboratory tests (ADLTs) and clinical diagnostic laboratory tests (CDLTs), as defined under the Protecting Access to Medicare Act (PAMA) of 2014. These analyses may include a range of medical laboratory tests including, but not limited to, multianalyte assays with algorithmic analyses (MAAA) and genomic sequencing procedures (GSP). The descriptor nomenclature follows, where possible, existing code conventions (eg, MAAA, GSP). Unless specifically noted, even though the Proprietary Laboratory Analyses section of the code set is located at the end of the Pathology and Laboratory section of the code set, a PLA code does not fulfill Category I code criteria. PLA codes are not required to fulfill the Category I criteria. The standards for inclusion in the PLA section are: The test must be commercially available in the United States for use on human specimens and The clinical laboratory or manufacturer that offers the test must request the code. For similar laboratory analyses that fulfill Category I criteria, see codes listed in the numeric 80000 series. When a PLA code is available to report a given proprietary laboratory service, that PLA code takes precedence. The service should not be reported with any other CPT® code(s) and other CPT® code(s) should not be used to report services that may be reported with that specific PLA code. These codes encompass all analytical services required for the analysis (eg, cell lysis, nucleic acid stabilization, extraction, digestion, amplification, hybridization and detection). For molecular analyses, additional procedures that are required prior to cell lysis (eg, microdissection [codes 88380 and 88381]) may be reported separately. Codes in this subsection are released on a quarterly basis to expedite dissemination for reporting. PLA codes will be published electronically on the AMA CPT® website (ama-assn.org/cpt-pla-codes), distributed via CPT® data files on a quarterly basis, and, at a minimum, made available in print annually in the CPT® codebook. See the Introduction section of the CPT® code set for a complete list of the dates of release and implementation. All codes that are included in this section are also included in Appendix O, with the procedure's proprietary name. In order to report a PLA code, the analysis performed must fulfill the code descriptor and must be the test represented by the proprietary name listed in Appendix O. In some instances, the descriptor language of PLA codes may be identical and the code may only be differentiated by the listed proprietary name in Appendix O. When more than one PLA has an identical descriptor, the codes will be denoted by the symbol "â™“." All PLA tests will have assigned codes in the PLA section of the code set. Any PLA coded test(s) that satisfies Category I criteria and has been accepted by the CPT® Editorial Panel will be designated by the addition of the symbol "^" to the existing PLA code and will remain in the PLA section of the code set. If a proprietary test has already been accepted for a Category I code and a code has not been published, subsequent application for a PLA code will take precedence. The code will only be placed in the PLA section. The accuracy of a PLA code is to be maintained by the original applicant, or the current owner of the test kit or laboratory performing the proprietary test. A new PLA code is required when: 1. Additional nucleic acid (DNA or RNA) and/or protein analysis(es) are added to the current PLA test, or 2. The name of the PLA test has changed in association with changes in test performance or test characteristics. The addition or modification of the therapeutic applications of the test require submission of a code change application, but it may not require a new code number. | 0001U-0599U | https://www.aapc.com/codes/cpt-codes/0342U | 2025-10-27T18:13:43.993397Z
0343U | Oncology (prostate), exosome-based analysis of 442 small noncoding RNAs (sncRNAs) by quantitative reverse transcription polymerase chain reaction (RT-qPCR), urine, reported as molecular evidence of no-, low-, intermediate- or high-risk of prostate cancer | This is a Proprietary Laboratory Analyses (PLA) code, meaning that the code applies to only one unique lab test made by a specific manufacturer or performed by a specific lab. Report 0343U for miR Sentinel™ Prostate Cancer Test from miR Scientific LLC. The test extracts and analyzes relevant small RNA segments from a urine specimen and performs an algorithmic analysis to classify and monitor prostate cancer risk without invasive procedures such as biopsy. Explanation Using a urine specimen, the lab analyst extracts exosomes (extracellular vesicles) that contain nucleic acids, then isolates small noncoding RNAs (sncRNAs) that serve as biomarkers for prostate cancer. The analyst performs quantitative reverse transcription polymerase chain reaction (RT–qPCR) to evaluate gene activity (expression). This is a multianalyte assay with algorithmic analysis (MAAA), which includes the analytical services to produce test results, and uses those results plus patient data for an algorithmic analysis that reports the findings as a probability or risk score. Clinicians may order this test as a noninvasive urine test to evaluate a patient’s prostate cancer status and risk. Using the test results plus patient data in an algorithmic analysis, the test indicates the findings as negative or positive for cancer detection. The results further stratify positive findings as having a low risk (indolent) cancer, intermediate risk cancer, or high risk (high grade) cancer. The test is a liquid biopsy that may allow clinicians to determine an appropriate surveillance or treatment protocol without repeat prostate specific antigen (PSA) tests, digital rectal exam (DRE), or invasive prostate biopsy. Terminology Algorithm: A specific set of step–by–step calculations using defined inputs at each step to produce a useful output; for multianalyte assays with algorithmic analyses (MAAA), the output involves some sort of diagnostic or prognostic information about treatment options or disease outcomes. Exosomes: Tiny extracellular structures produced by cells that carry nucleic acids, proteins, and Multianalyte assays with algorithmic analyses (MAAA): A set of codes generally unique to a single clinical laboratory or manufacture; they typically list all the analytic and algorithmic analysis for a type of disease, such cancer; the type and number of analytes, such as proteins; the lab methods, such as immunoassay; the specimen type, such as blood; and the result type, such as prognostic risk score. Polymerase chain reaction (PCR): A rapid technique for making more copies (amplifying) of a DNA or RNA sequence used in the laboratory. Prostate specific antigen (PSA): An enzyme produced in the prostate gland that when elevated indicates the presence of prostate cancer. Reverse transcription: Generation of a complementary DNA sequence from a template of RNA. Reverse transcription–polymerase chain reaction (RT–PCR): A technique to measure specimen RNA levels by reacting RNA with the enzyme reverse transcriptase to produce complementary DNA (cDNA), which is more stable than RNA, and then create more copies of the DNA by polymerase chain reaction (PCR). Ribonucleic acid (RNA): One of the essential building blocks of life, along with deoxyribonucleic acid (DNA) and proteins; RNA acts as a messenger (mRNA), carrying genetic information from DNA to proteins, helps regulate cellular processes, and, like enzymes, can speed up chemical reactions; RNA, rather than DNA, carries genetic information in some important viruses. Tips Use this code only for the appropriate proprietary test; report one unit of this code for a single specimen analyzed on a single date of service. Additional Info “U” codes are included in the CPT® code set to identify specific proprietary laboratory analyses (PLA) tests. PLA codes take precedence over the usual 80000 series codes for laboratory/pathology. Use this code only for the above–described test; do not report this test using any other CPT® code. PLA code descriptors follow existing code conventions when possible, and lab techniques used include multianalyte assays with algorithmic analyses (MAAA) and genomic sequencing procedures (GSP), among others. Read Less | Range Specific Guideline Proprietary laboratory analyses (PLA) codes describe proprietary clinical laboratory analyses and can be either provided by a single ("sole-source") laboratory or licensed or marketed to multiple providing laboratories (eg, cleared or approved by the Food and Drug Administration [FDA]). This subsection includes advanced diagnostic laboratory tests (ADLTs) and clinical diagnostic laboratory tests (CDLTs), as defined under the Protecting Access to Medicare Act (PAMA) of 2014. These analyses may include a range of medical laboratory tests including, but not limited to, multianalyte assays with algorithmic analyses (MAAA) and genomic sequencing procedures (GSP). The descriptor nomenclature follows, where possible, existing code conventions (eg, MAAA, GSP). Unless specifically noted, even though the Proprietary Laboratory Analyses section of the code set is located at the end of the Pathology and Laboratory section of the code set, a PLA code does not fulfill Category I code criteria. PLA codes are not required to fulfill the Category I criteria. The standards for inclusion in the PLA section are: The test must be commercially available in the United States for use on human specimens and The clinical laboratory or manufacturer that offers the test must request the code. For similar laboratory analyses that fulfill Category I criteria, see codes listed in the numeric 80000 series. When a PLA code is available to report a given proprietary laboratory service, that PLA code takes precedence. The service should not be reported with any other CPT® code(s) and other CPT® code(s) should not be used to report services that may be reported with that specific PLA code. These codes encompass all analytical services required for the analysis (eg, cell lysis, nucleic acid stabilization, extraction, digestion, amplification, hybridization and detection). For molecular analyses, additional procedures that are required prior to cell lysis (eg, microdissection [codes 88380 and 88381]) may be reported separately. Codes in this subsection are released on a quarterly basis to expedite dissemination for reporting. PLA codes will be published electronically on the AMA CPT® website (ama-assn.org/cpt-pla-codes), distributed via CPT® data files on a quarterly basis, and, at a minimum, made available in print annually in the CPT® codebook. See the Introduction section of the CPT® code set for a complete list of the dates of release and implementation. All codes that are included in this section are also included in Appendix O, with the procedure's proprietary name. In order to report a PLA code, the analysis performed must fulfill the code descriptor and must be the test represented by the proprietary name listed in Appendix O. In some instances, the descriptor language of PLA codes may be identical and the code may only be differentiated by the listed proprietary name in Appendix O. When more than one PLA has an identical descriptor, the codes will be denoted by the symbol "â™“." All PLA tests will have assigned codes in the PLA section of the code set. Any PLA coded test(s) that satisfies Category I criteria and has been accepted by the CPT® Editorial Panel will be designated by the addition of the symbol "^" to the existing PLA code and will remain in the PLA section of the code set. If a proprietary test has already been accepted for a Category I code and a code has not been published, subsequent application for a PLA code will take precedence. The code will only be placed in the PLA section. The accuracy of a PLA code is to be maintained by the original applicant, or the current owner of the test kit or laboratory performing the proprietary test. A new PLA code is required when: 1. Additional nucleic acid (DNA or RNA) and/or protein analysis(es) are added to the current PLA test, or 2. The name of the PLA test has changed in association with changes in test performance or test characteristics. The addition or modification of the therapeutic applications of the test require submission of a code change application, but it may not require a new code number. | 0001U-0599U | https://www.aapc.com/codes/cpt-codes/0343U | 2025-10-27T18:14:01.507556Z
0344U | Hepatology (nonalcoholic fatty liver disease [NAFLD]), semiquantitative evaluation of 28 lipid markers by liquid chromatography with tandem mass spectrometry (LC-MS/MS), serum, reported as at-risk for nonalcoholic steatohepatitis (NASH) or not NASH | This is a Proprietary Laboratory Analyses (PLA) code, meaning that the code applies to only one unique lab test made by a specific manufacturer or performed by a specific lab. Report 0344U only for OWLiver® from CIMA Sciences LLC. The test evaluates a serum specimen for 28 lipid (fat) biomarkers using liquid chromatography with tandem mass spectrometry (LC–MS/MS) and an algorithmic analysis to report findings as not nonalcoholic steatohepatitis (NASH) or at risk for NASH. Explanation The lab analyst uses liquid chromatography and mass spectrometry (LC–MS/MS) to evaluate a serum specimen for 28 lipid (fat) biomarkers related to nonalcoholic steatohepatitis (NASH), a form of nonalcoholic fatty liver disease (NAFLD). The biomarkers indicate the level of fat, inflammation, and fibrosis of the liver. LC–MS/MS is an automated laboratory platform that separates, identifies, and quantifies the level of specific chemical compounds in a specimen. This procedure is a multianalyte assay with algorithmic analysis (MAAA) test, which means that it includes both the analytical services to produce test results, and algorithmic analysis of those results (and possibly other patient data) to report a risk or prognostic score. The OWLiver® test reports findings of no NAFLD, NASH, or at–risk NASH (a lower level of fibrosis). Clinicians may order this test as an alternative to biopsy to identify early NAFLD or NASH at the treatable stage. Terminology Algorithm: A specific set of step–by–step calculations using defined inputs at each step to produce a useful output; for multianalyte assays with algorithmic analyses (MAAA), the output involves some sort of diagnostic or prognostic information about treatment options or disease outcomes. Biomarker, biological marker, biochemical marker: A measurable substance, such as an enzyme, protein, or gene, that is an indicator of a condition, disease, or normal or abnormal process. Fibrosis: Thickened and scarred tissue. Liquid chromatography–tandem mass spectrometry (LC–MS/MS): An automated laboratory test that combines liquid chromatography (LC), which separates components by passing the mixture through a mobile phase in which the components move at different rates, and two mass spectrometry (MS) steps, first to identify components by mass–to–charge ratio, and then to quantify the amounts of the components. Multianalyte assays with algorithmic analyses (MAAA): A set of codes generally unique to a single clinical laboratory or manufacture; they typically list all the analytic and algorithmic analysis for a type of disease, such cancer; the type and number of analytes, such as proteins; the lab methods, such as immunoassay; the specimen type, such as blood; and the result type, such as prognostic risk score. Serum: The clear liquid portion of blood that is not cellular and contains important components such as antibodies, proteins produced in blood that are activated as part of the immune response to neutralize specific invaders such as bacteria or viruses. Tips Use this code only for the appropriate proprietary test; report one unit of this code for a single specimen analyzed on a single date of service. Some payers may pay separately for collecting the specimen. Additional Info “U” codes are included in the CPT® code set to identify specific proprietary laboratory analyses (PLA) tests. PLA codes take precedence over the usual 80000 series codes for laboratory/pathology. Use this code only for the above–described test; do not report this test using any other CPT® code. PLA code descriptors follow existing code conventions when possible, and lab techniques used include multianalyte assays with algorithmic analyses (MAAA) and genomic sequencing procedures (GSP), among others. Read Less | Range Specific Guideline Proprietary laboratory analyses (PLA) codes describe proprietary clinical laboratory analyses and can be either provided by a single ("sole-source") laboratory or licensed or marketed to multiple providing laboratories (eg, cleared or approved by the Food and Drug Administration [FDA]). This subsection includes advanced diagnostic laboratory tests (ADLTs) and clinical diagnostic laboratory tests (CDLTs), as defined under the Protecting Access to Medicare Act (PAMA) of 2014. These analyses may include a range of medical laboratory tests including, but not limited to, multianalyte assays with algorithmic analyses (MAAA) and genomic sequencing procedures (GSP). The descriptor nomenclature follows, where possible, existing code conventions (eg, MAAA, GSP). Unless specifically noted, even though the Proprietary Laboratory Analyses section of the code set is located at the end of the Pathology and Laboratory section of the code set, a PLA code does not fulfill Category I code criteria. PLA codes are not required to fulfill the Category I criteria. The standards for inclusion in the PLA section are: The test must be commercially available in the United States for use on human specimens and The clinical laboratory or manufacturer that offers the test must request the code. For similar laboratory analyses that fulfill Category I criteria, see codes listed in the numeric 80000 series. When a PLA code is available to report a given proprietary laboratory service, that PLA code takes precedence. The service should not be reported with any other CPT® code(s) and other CPT® code(s) should not be used to report services that may be reported with that specific PLA code. These codes encompass all analytical services required for the analysis (eg, cell lysis, nucleic acid stabilization, extraction, digestion, amplification, hybridization and detection). For molecular analyses, additional procedures that are required prior to cell lysis (eg, microdissection [codes 88380 and 88381]) may be reported separately. Codes in this subsection are released on a quarterly basis to expedite dissemination for reporting. PLA codes will be published electronically on the AMA CPT® website (ama-assn.org/cpt-pla-codes), distributed via CPT® data files on a quarterly basis, and, at a minimum, made available in print annually in the CPT® codebook. See the Introduction section of the CPT® code set for a complete list of the dates of release and implementation. All codes that are included in this section are also included in Appendix O, with the procedure's proprietary name. In order to report a PLA code, the analysis performed must fulfill the code descriptor and must be the test represented by the proprietary name listed in Appendix O. In some instances, the descriptor language of PLA codes may be identical and the code may only be differentiated by the listed proprietary name in Appendix O. When more than one PLA has an identical descriptor, the codes will be denoted by the symbol "â™“." All PLA tests will have assigned codes in the PLA section of the code set. Any PLA coded test(s) that satisfies Category I criteria and has been accepted by the CPT® Editorial Panel will be designated by the addition of the symbol "^" to the existing PLA code and will remain in the PLA section of the code set. If a proprietary test has already been accepted for a Category I code and a code has not been published, subsequent application for a PLA code will take precedence. The code will only be placed in the PLA section. The accuracy of a PLA code is to be maintained by the original applicant, or the current owner of the test kit or laboratory performing the proprietary test. A new PLA code is required when: 1. Additional nucleic acid (DNA or RNA) and/or protein analysis(es) are added to the current PLA test, or 2. The name of the PLA test has changed in association with changes in test performance or test characteristics. The addition or modification of the therapeutic applications of the test require submission of a code change application, but it may not require a new code number. | 0001U-0599U | https://www.aapc.com/codes/cpt-codes/0344U | 2025-10-27T18:14:20.533116Z
0345U | Psychiatry (eg, depression, anxiety, attention deficit hyperactivity disorder [ADHD]), genomic analysis panel, variant analysis of 15 genes, including deletion/duplication analysis of CYP2D6 Notes: (For additional PLA code with identical clinical descriptor, see 0411U. See Appendix O to determine appropriate code assignment) | This is a Proprietary Laboratory Analyses (PLA) code, meaning that the code applies to only one unique lab test made by a specific manufacturer or performed by a specific lab. Report 0345U only for GeneSight® Psychotropic from Assurex Health Inc. and Myriad Genetics Inc. The test uses a buccal (cheek) swab specimen to analyze 15 genes. The test includes an algorithmic analysis and reports a list of all psychotropic (mental health) medications with an indication of possible interactions with the patient’s genes. Explanation Using a buccal (cheek) swab, the lab analyst evaluates a gene panel of 15 genes, including duplication/deletion analysis of the CYP2D6 gene, which is involved in drug metabolism. This is a multianalyte assay with algorithmic analysis (MAAA), which includes the analytical services to produce test results and uses those results plus patient data for an algorithmic analysis that reports the findings as a probability or risk score. The test uses bioinformatics to evaluate each psychotropic (mental health) medication for appropriate dosing and possible drug metabolism and interaction risks based on patient genetic findings. Clinicians may order this test for a patient prior to prescribing a new psychotropic medication to evaluate the potential value or side effects based on the patient’s genes and drug information. The test may be valuable for patients using medication for a number of psychiatric conditions, such as depression, anxiety, and attention deficit hyperactivity disorder (ADHD). Terminology Algorithm: A specific set of step–by–step calculations using defined inputs at each step to produce a useful output; for multianalyte assays with algorithmic analyses (MAAA), the output involves some sort of diagnostic or prognostic information about treatment options or disease outcomes. Bioinformatics: Discipline used to gather, store, and evaluate biological data, such as gene sequences, using computer systems. Deoxyribonucleic acid (DNA): A form of nucleic acid that consists of a sequence of specific biological chemicals (nucleotides) that carry genetic information. Duplication and/or deletion: Increase and/or decrease in the normal copy number, which is two copies of a gene sequence. Gene: Specific nucleic acid sequence associated with a unique function in the body such as production of a specific protein. Genomic sequencing procedures (GSPs): Tests that use germline or neoplastic specimens to simultaneously analyze DNA or RNA sequences, typically for a combination of many genes or even an entire exome or genome; the tests often employ technology such as next–generation sequencing (NGS) to identify changes to nucleic acid sequences or possibly other variations such as copy number or chromosomal structure, and then use bioinformatics to compare the findings to known genetic changes relevant to a specific clinical condition. Multianalyte assays with algorithmic analyses (MAAA): A set of codes generally unique to a single clinical laboratory or manufacture; they typically list all the analytic and algorithmic analysis for a type of disease, such cancer; the type and number of analytes, such as proteins; the lab methods, such as immunoassay; the specimen type, such as blood; and the result type, such as prognostic risk score. Variant: (1) A gene that differs from the usual nucleic acid sequence due to events such as nucleotide deletions or insertions or substitutions; may cause conditions such as genetic disorders or cancer; (2) a subtype or variation of a disease that differs from the standard in some way, e.g., different cause or symptoms. Tips Use this code only for the appropriate proprietary test; report one unit of this code for a single specimen analyzed on a single date of service. Additional Info “U” codes are included in the CPT® code set to identify specific proprietary laboratory analyses (PLA) tests. PLA codes take precedence over the usual 80000 series codes for laboratory/pathology. Use this code only for the above–described test; do not report this test using any other CPT® code. PLA code descriptors follow existing code conventions when possible, and lab techniques used include multianalyte assays with algorithmic analyses (MAAA) and genomic sequencing procedures (GSP), among others. Read Less | Range Specific Guideline Proprietary laboratory analyses (PLA) codes describe proprietary clinical laboratory analyses and can be either provided by a single ("sole-source") laboratory or licensed or marketed to multiple providing laboratories (eg, cleared or approved by the Food and Drug Administration [FDA]). This subsection includes advanced diagnostic laboratory tests (ADLTs) and clinical diagnostic laboratory tests (CDLTs), as defined under the Protecting Access to Medicare Act (PAMA) of 2014. These analyses may include a range of medical laboratory tests including, but not limited to, multianalyte assays with algorithmic analyses (MAAA) and genomic sequencing procedures (GSP). The descriptor nomenclature follows, where possible, existing code conventions (eg, MAAA, GSP). Unless specifically noted, even though the Proprietary Laboratory Analyses section of the code set is located at the end of the Pathology and Laboratory section of the code set, a PLA code does not fulfill Category I code criteria. PLA codes are not required to fulfill the Category I criteria. The standards for inclusion in the PLA section are: The test must be commercially available in the United States for use on human specimens and The clinical laboratory or manufacturer that offers the test must request the code. For similar laboratory analyses that fulfill Category I criteria, see codes listed in the numeric 80000 series. When a PLA code is available to report a given proprietary laboratory service, that PLA code takes precedence. The service should not be reported with any other CPT® code(s) and other CPT® code(s) should not be used to report services that may be reported with that specific PLA code. These codes encompass all analytical services required for the analysis (eg, cell lysis, nucleic acid stabilization, extraction, digestion, amplification, hybridization and detection). For molecular analyses, additional procedures that are required prior to cell lysis (eg, microdissection [codes 88380 and 88381]) may be reported separately. Codes in this subsection are released on a quarterly basis to expedite dissemination for reporting. PLA codes will be published electronically on the AMA CPT® website (ama-assn.org/cpt-pla-codes), distributed via CPT® data files on a quarterly basis, and, at a minimum, made available in print annually in the CPT® codebook. See the Introduction section of the CPT® code set for a complete list of the dates of release and implementation. All codes that are included in this section are also included in Appendix O, with the procedure's proprietary name. In order to report a PLA code, the analysis performed must fulfill the code descriptor and must be the test represented by the proprietary name listed in Appendix O. In some instances, the descriptor language of PLA codes may be identical and the code may only be differentiated by the listed proprietary name in Appendix O. When more than one PLA has an identical descriptor, the codes will be denoted by the symbol "â™“." All PLA tests will have assigned codes in the PLA section of the code set. Any PLA coded test(s) that satisfies Category I criteria and has been accepted by the CPT® Editorial Panel will be designated by the addition of the symbol "^" to the existing PLA code and will remain in the PLA section of the code set. If a proprietary test has already been accepted for a Category I code and a code has not been published, subsequent application for a PLA code will take precedence. The code will only be placed in the PLA section. The accuracy of a PLA code is to be maintained by the original applicant, or the current owner of the test kit or laboratory performing the proprietary test. A new PLA code is required when: 1. Additional nucleic acid (DNA or RNA) and/or protein analysis(es) are added to the current PLA test, or 2. The name of the PLA test has changed in association with changes in test performance or test characteristics. The addition or modification of the therapeutic applications of the test require submission of a code change application, but it may not require a new code number. | 0001U-0599U | https://www.aapc.com/codes/cpt-codes/0345U | 2025-10-27T18:14:38.075883Z
0347U | Drug metabolism or processing (multiple conditions), whole blood or buccal specimen, DNA analysis, 16 gene report, with variant analysis and reported phenotypes | Lay Term | Range Specific Guideline Proprietary laboratory analyses (PLA) codes describe proprietary clinical laboratory analyses and can be either provided by a single ("sole-source") laboratory or licensed or marketed to multiple providing laboratories (eg, cleared or approved by the Food and Drug Administration [FDA]). This subsection includes advanced diagnostic laboratory tests (ADLTs) and clinical diagnostic laboratory tests (CDLTs), as defined under the Protecting Access to Medicare Act (PAMA) of 2014. These analyses may include a range of medical laboratory tests including, but not limited to, multianalyte assays with algorithmic analyses (MAAA) and genomic sequencing procedures (GSP). The descriptor nomenclature follows, where possible, existing code conventions (eg, MAAA, GSP). Unless specifically noted, even though the Proprietary Laboratory Analyses section of the code set is located at the end of the Pathology and Laboratory section of the code set, a PLA code does not fulfill Category I code criteria. PLA codes are not required to fulfill the Category I criteria. The standards for inclusion in the PLA section are: The test must be commercially available in the United States for use on human specimens and The clinical laboratory or manufacturer that offers the test must request the code. For similar laboratory analyses that fulfill Category I criteria, see codes listed in the numeric 80000 series. When a PLA code is available to report a given proprietary laboratory service, that PLA code takes precedence. The service should not be reported with any other CPT® code(s) and other CPT® code(s) should not be used to report services that may be reported with that specific PLA code. These codes encompass all analytical services required for the analysis (eg, cell lysis, nucleic acid stabilization, extraction, digestion, amplification, hybridization and detection). For molecular analyses, additional procedures that are required prior to cell lysis (eg, microdissection [codes 88380 and 88381]) may be reported separately. Codes in this subsection are released on a quarterly basis to expedite dissemination for reporting. PLA codes will be published electronically on the AMA CPT® website (ama-assn.org/cpt-pla-codes), distributed via CPT® data files on a quarterly basis, and, at a minimum, made available in print annually in the CPT® codebook. See the Introduction section of the CPT® code set for a complete list of the dates of release and implementation. All codes that are included in this section are also included in Appendix O, with the procedure's proprietary name. In order to report a PLA code, the analysis performed must fulfill the code descriptor and must be the test represented by the proprietary name listed in Appendix O. In some instances, the descriptor language of PLA codes may be identical and the code may only be differentiated by the listed proprietary name in Appendix O. When more than one PLA has an identical descriptor, the codes will be denoted by the symbol "â™“." All PLA tests will have assigned codes in the PLA section of the code set. Any PLA coded test(s) that satisfies Category I criteria and has been accepted by the CPT® Editorial Panel will be designated by the addition of the symbol "^" to the existing PLA code and will remain in the PLA section of the code set. If a proprietary test has already been accepted for a Category I code and a code has not been published, subsequent application for a PLA code will take precedence. The code will only be placed in the PLA section. The accuracy of a PLA code is to be maintained by the original applicant, or the current owner of the test kit or laboratory performing the proprietary test. A new PLA code is required when: 1. Additional nucleic acid (DNA or RNA) and/or protein analysis(es) are added to the current PLA test, or 2. The name of the PLA test has changed in association with changes in test performance or test characteristics. The addition or modification of the therapeutic applications of the test require submission of a code change application, but it may not require a new code number. | 0001U-0599U | https://www.aapc.com/codes/cpt-codes/0347U | 2025-10-27T18:15:08.050462Z
0348U | Drug metabolism or processing (multiple conditions), whole blood or buccal specimen, DNA analysis, 25 gene report, with variant analysis and reported phenotypes | Lay Term | Range Specific Guideline Proprietary laboratory analyses (PLA) codes describe proprietary clinical laboratory analyses and can be either provided by a single ("sole-source") laboratory or licensed or marketed to multiple providing laboratories (eg, cleared or approved by the Food and Drug Administration [FDA]). This subsection includes advanced diagnostic laboratory tests (ADLTs) and clinical diagnostic laboratory tests (CDLTs), as defined under the Protecting Access to Medicare Act (PAMA) of 2014. These analyses may include a range of medical laboratory tests including, but not limited to, multianalyte assays with algorithmic analyses (MAAA) and genomic sequencing procedures (GSP). The descriptor nomenclature follows, where possible, existing code conventions (eg, MAAA, GSP). Unless specifically noted, even though the Proprietary Laboratory Analyses section of the code set is located at the end of the Pathology and Laboratory section of the code set, a PLA code does not fulfill Category I code criteria. PLA codes are not required to fulfill the Category I criteria. The standards for inclusion in the PLA section are: The test must be commercially available in the United States for use on human specimens and The clinical laboratory or manufacturer that offers the test must request the code. For similar laboratory analyses that fulfill Category I criteria, see codes listed in the numeric 80000 series. When a PLA code is available to report a given proprietary laboratory service, that PLA code takes precedence. The service should not be reported with any other CPT® code(s) and other CPT® code(s) should not be used to report services that may be reported with that specific PLA code. These codes encompass all analytical services required for the analysis (eg, cell lysis, nucleic acid stabilization, extraction, digestion, amplification, hybridization and detection). For molecular analyses, additional procedures that are required prior to cell lysis (eg, microdissection [codes 88380 and 88381]) may be reported separately. Codes in this subsection are released on a quarterly basis to expedite dissemination for reporting. PLA codes will be published electronically on the AMA CPT® website (ama-assn.org/cpt-pla-codes), distributed via CPT® data files on a quarterly basis, and, at a minimum, made available in print annually in the CPT® codebook. See the Introduction section of the CPT® code set for a complete list of the dates of release and implementation. All codes that are included in this section are also included in Appendix O, with the procedure's proprietary name. In order to report a PLA code, the analysis performed must fulfill the code descriptor and must be the test represented by the proprietary name listed in Appendix O. In some instances, the descriptor language of PLA codes may be identical and the code may only be differentiated by the listed proprietary name in Appendix O. When more than one PLA has an identical descriptor, the codes will be denoted by the symbol "â™“." All PLA tests will have assigned codes in the PLA section of the code set. Any PLA coded test(s) that satisfies Category I criteria and has been accepted by the CPT® Editorial Panel will be designated by the addition of the symbol "^" to the existing PLA code and will remain in the PLA section of the code set. If a proprietary test has already been accepted for a Category I code and a code has not been published, subsequent application for a PLA code will take precedence. The code will only be placed in the PLA section. The accuracy of a PLA code is to be maintained by the original applicant, or the current owner of the test kit or laboratory performing the proprietary test. A new PLA code is required when: 1. Additional nucleic acid (DNA or RNA) and/or protein analysis(es) are added to the current PLA test, or 2. The name of the PLA test has changed in association with changes in test performance or test characteristics. The addition or modification of the therapeutic applications of the test require submission of a code change application, but it may not require a new code number. | 0001U-0599U | https://www.aapc.com/codes/cpt-codes/0348U | 2025-10-27T18:15:38.526409Z
0349U | Drug metabolism or processing (multiple conditions), whole blood or buccal specimen, DNA analysis, 27 gene report, with variant analysis, including reported phenotypes and impacted gene-drug interactions | This is a Proprietary Laboratory Analyses (PLA) code, meaning that the code applies to only one unique lab test made by a specific manufacturer or performed by a specific lab. Report 0349U only for RightMed® Comprehensive Test from OneOme® LLC. The test uses next–generation sequencing (NGS) of a whole blood or buccal (cheek) swab specimen to analyze 27 genes for variants relevant to drug metabolism and function. The test also includes a pharmacogenomic analysis comparing the genetic results to a database of biomarkers for specific drugs. Explanation The lab analyst evaluates a whole blood or buccal (cheek) swab specimen using next–generation sequencing (NGS) to evaluate 27 target genes for specific variants related to drug metabolism and function. NGS uses an automated instrument that can simultaneously determine the order of DNA or RNA nucleotides in many genes and uses bioinformatics to interpret the results. The test also includes a pharmacogenomic analysis comparing the genetic results to a database of biomarkers for specific drugs. The test report lists specific drugs, indicating whether the patient’s genotype indicates an expected gene–drug interaction ranging from “limited” to “major” that could impact the drug performance, dosing, and clinical utility. Clinicians may use this test for patients undergoing treatment for a variety of medical conditions to help evaluate specific gene–drug interactions and guide clinical decision making regarding choice and dosing of specific drugs. Terminology Bioinformatics: Discipline used to gather, store, and evaluate biological data, such as gene sequences, using computer systems. Biomarker, biological marker, biochemical marker: A measurable substance, such as an enzyme, protein, or gene, that is an indicator of a condition, disease, or normal or abnormal process. Deoxyribonucleic acid (DNA): A form of nucleic acid that consists of a sequence of specific biological chemicals (nucleotides) which carry genetic information. Genotype: The genetic, internally coded information of a particular organism or person, distinct from the expressed features or the phenotype. Next–generation sequencing (NGS): A general term for a number of different modern DNA and RNA sequencing technologies that are quicker and cheaper than the previous methods; also known as high–throughput sequencing. Pharmacogenomics: The study of how a person’s genotype and phenotype affect their response to drugs. Phenotype: The observable traits of an organism due to interaction of genes and the environment; distinct from the internally coded information of the genotype. Ribonucleic acid (RNA): One of the essential building blocks of life, along with deoxyribonucleic acid (DNA) and proteins; RNA acts as a messenger (mRNA), carrying genetic information from DNA to proteins, helps regulate cellular processes, and, like enzymes, can speed up chemical reactions; RNA, rather than DNA, carries genetic information in some important viruses. Tips Use this code only for the appropriate proprietary test; report one unit of this code for a single specimen analyzed on a single date of service. Some payers may pay separately for collecting the specimen. Distinguish the four RightMed® drug metabolism codes: 0347U for 16 target genes, 0348U for 25 target genes, 0350U for 27 target genes (the same as 0348U plus F2 and F5), and 0349U for the same 27 target genes plus a report of impacted gene–drug interactions. Additional Info “U” codes are included in the CPT® code set to identify specific proprietary laboratory analyses (PLA) tests. PLA codes take precedence over the usual 80000 series codes for laboratory/pathology. Use this code only for the above–described test; do not report this test using any other CPT® code. PLA code descriptors follow existing code conventions when possible, and lab techniques used include multianalyte assays with algorithmic analyses (MAAA) and genomic sequencing procedures (GSP), among others. Read Less | Range Specific Guideline Proprietary laboratory analyses (PLA) codes describe proprietary clinical laboratory analyses and can be either provided by a single ("sole-source") laboratory or licensed or marketed to multiple providing laboratories (eg, cleared or approved by the Food and Drug Administration [FDA]). This subsection includes advanced diagnostic laboratory tests (ADLTs) and clinical diagnostic laboratory tests (CDLTs), as defined under the Protecting Access to Medicare Act (PAMA) of 2014. These analyses may include a range of medical laboratory tests including, but not limited to, multianalyte assays with algorithmic analyses (MAAA) and genomic sequencing procedures (GSP). The descriptor nomenclature follows, where possible, existing code conventions (eg, MAAA, GSP). Unless specifically noted, even though the Proprietary Laboratory Analyses section of the code set is located at the end of the Pathology and Laboratory section of the code set, a PLA code does not fulfill Category I code criteria. PLA codes are not required to fulfill the Category I criteria. The standards for inclusion in the PLA section are: The test must be commercially available in the United States for use on human specimens and The clinical laboratory or manufacturer that offers the test must request the code. For similar laboratory analyses that fulfill Category I criteria, see codes listed in the numeric 80000 series. When a PLA code is available to report a given proprietary laboratory service, that PLA code takes precedence. The service should not be reported with any other CPT® code(s) and other CPT® code(s) should not be used to report services that may be reported with that specific PLA code. These codes encompass all analytical services required for the analysis (eg, cell lysis, nucleic acid stabilization, extraction, digestion, amplification, hybridization and detection). For molecular analyses, additional procedures that are required prior to cell lysis (eg, microdissection [codes 88380 and 88381]) may be reported separately. Codes in this subsection are released on a quarterly basis to expedite dissemination for reporting. PLA codes will be published electronically on the AMA CPT® website (ama-assn.org/cpt-pla-codes), distributed via CPT® data files on a quarterly basis, and, at a minimum, made available in print annually in the CPT® codebook. See the Introduction section of the CPT® code set for a complete list of the dates of release and implementation. All codes that are included in this section are also included in Appendix O, with the procedure's proprietary name. In order to report a PLA code, the analysis performed must fulfill the code descriptor and must be the test represented by the proprietary name listed in Appendix O. In some instances, the descriptor language of PLA codes may be identical and the code may only be differentiated by the listed proprietary name in Appendix O. When more than one PLA has an identical descriptor, the codes will be denoted by the symbol "â™“." All PLA tests will have assigned codes in the PLA section of the code set. Any PLA coded test(s) that satisfies Category I criteria and has been accepted by the CPT® Editorial Panel will be designated by the addition of the symbol "^" to the existing PLA code and will remain in the PLA section of the code set. If a proprietary test has already been accepted for a Category I code and a code has not been published, subsequent application for a PLA code will take precedence. The code will only be placed in the PLA section. The accuracy of a PLA code is to be maintained by the original applicant, or the current owner of the test kit or laboratory performing the proprietary test. A new PLA code is required when: 1. Additional nucleic acid (DNA or RNA) and/or protein analysis(es) are added to the current PLA test, or 2. The name of the PLA test has changed in association with changes in test performance or test characteristics. The addition or modification of the therapeutic applications of the test require submission of a code change application, but it may not require a new code number. | 0001U-0599U | https://www.aapc.com/codes/cpt-codes/0349U | 2025-10-27T18:15:56.643811Z
0350U | Drug metabolism or processing (multiple conditions), whole blood or buccal specimen, DNA analysis, 27 gene report, with variant analysis and reported phenotypes | Lay Term | Range Specific Guideline Proprietary laboratory analyses (PLA) codes describe proprietary clinical laboratory analyses and can be either provided by a single ("sole-source") laboratory or licensed or marketed to multiple providing laboratories (eg, cleared or approved by the Food and Drug Administration [FDA]). This subsection includes advanced diagnostic laboratory tests (ADLTs) and clinical diagnostic laboratory tests (CDLTs), as defined under the Protecting Access to Medicare Act (PAMA) of 2014. These analyses may include a range of medical laboratory tests including, but not limited to, multianalyte assays with algorithmic analyses (MAAA) and genomic sequencing procedures (GSP). The descriptor nomenclature follows, where possible, existing code conventions (eg, MAAA, GSP). Unless specifically noted, even though the Proprietary Laboratory Analyses section of the code set is located at the end of the Pathology and Laboratory section of the code set, a PLA code does not fulfill Category I code criteria. PLA codes are not required to fulfill the Category I criteria. The standards for inclusion in the PLA section are: The test must be commercially available in the United States for use on human specimens and The clinical laboratory or manufacturer that offers the test must request the code. For similar laboratory analyses that fulfill Category I criteria, see codes listed in the numeric 80000 series. When a PLA code is available to report a given proprietary laboratory service, that PLA code takes precedence. The service should not be reported with any other CPT® code(s) and other CPT® code(s) should not be used to report services that may be reported with that specific PLA code. These codes encompass all analytical services required for the analysis (eg, cell lysis, nucleic acid stabilization, extraction, digestion, amplification, hybridization and detection). For molecular analyses, additional procedures that are required prior to cell lysis (eg, microdissection [codes 88380 and 88381]) may be reported separately. Codes in this subsection are released on a quarterly basis to expedite dissemination for reporting. PLA codes will be published electronically on the AMA CPT® website (ama-assn.org/cpt-pla-codes), distributed via CPT® data files on a quarterly basis, and, at a minimum, made available in print annually in the CPT® codebook. See the Introduction section of the CPT® code set for a complete list of the dates of release and implementation. All codes that are included in this section are also included in Appendix O, with the procedure's proprietary name. In order to report a PLA code, the analysis performed must fulfill the code descriptor and must be the test represented by the proprietary name listed in Appendix O. In some instances, the descriptor language of PLA codes may be identical and the code may only be differentiated by the listed proprietary name in Appendix O. When more than one PLA has an identical descriptor, the codes will be denoted by the symbol "â™“." All PLA tests will have assigned codes in the PLA section of the code set. Any PLA coded test(s) that satisfies Category I criteria and has been accepted by the CPT® Editorial Panel will be designated by the addition of the symbol "^" to the existing PLA code and will remain in the PLA section of the code set. If a proprietary test has already been accepted for a Category I code and a code has not been published, subsequent application for a PLA code will take precedence. The code will only be placed in the PLA section. The accuracy of a PLA code is to be maintained by the original applicant, or the current owner of the test kit or laboratory performing the proprietary test. A new PLA code is required when: 1. Additional nucleic acid (DNA or RNA) and/or protein analysis(es) are added to the current PLA test, or 2. The name of the PLA test has changed in association with changes in test performance or test characteristics. The addition or modification of the therapeutic applications of the test require submission of a code change application, but it may not require a new code number. | 0001U-0599U | https://www.aapc.com/codes/cpt-codes/0350U | 2025-10-27T18:16:27.457573Z
0351U | Infectious disease (bacterial or viral), biochemical assays, tumor necrosis factor-related apoptosis-inducing ligand (TRAIL), interferon gamma-induced protein-10 (IP-10), and C-reactive protein, serum, or venous whole blood, algorithm reported as likelihood of bacterial infection | This is a Proprietary Laboratory Analyses (PLA) code, meaning that the code applies to only one unique lab test made by a specific manufacturer or performed by a specific lab. Report 0351U only for MeMed BV® from MeMed Diagnostics Ltd. The test evaluates a serum or venous whole blood specimen for levels of three immune–response biomarkers listed in the code. The test performs rapid multiplex protein measurement of the three biomarkers and performs an algorithmic analysis to report a score of the likelihood that the patient has a bacterial infection. Explanation The analyst inserts a cartridge containing a patient serum or venous whole blood specimen into an analyzer. The instrument performs rapid multiplex protein measurement of the three immune–response biomarkers: tumor necrosis factor–related apoptosis–inducing ligand (TRAIL), interferon gamma–induced protein–10 (IP10), and C–reactive protein (CRP). The service includes an algorithmic analysis of the biomarker levels and a report with a score of the likelihood that the patient has a bacterial infection. This is a multianalyte assay with algorithmic analysis (MAAA), which includes the analytical services to produce test results, and uses those results plus patient data for an algorithmic analysis that reports the findings as a probability or risk score. Clinicians may use this test for a rapid (approximately 15 minute) determination of whether the patient likely has a bacterial infection. Knowing this information may help clinicians avoid overprescribing antibiotics to patients who actually have a viral infection, or taking a “wait and see” approach for patients who actually have a bacterial infection and would benefit from immediate medication. Terminology Algorithm: A specific set of step–by–step calculations using defined inputs at each step to produce a useful output; for multianalyte assays with algorithmic analyses (MAAA), the output involves some sort of diagnostic or prognostic information about treatment options or disease outcomes. Bacteria (sing. bacterium): Single–celled microorganisms visible only with a microscope, some of which cause infection; may also be referred to as bacilli (sing. bacillus). Biomarker, biological marker, biochemical marker: A measurable substance, such as an enzyme, protein, or gene, that is an indicator of a condition, disease, or normal or abnormal process. Immune response: The actions of the body to protect itself against potentially harmful substances, such as bacteria, viruses, toxins, and foreign objects, including transplanted organs. Multianalyte assays with algorithmic analyses (MAAA): A set of codes generally unique to a single clinical laboratory or manufacture; they typically list all the analytic and algorithmic analysis for a type of disease, such cancer; the type and number of analytes, such as proteins; the lab methods, such as immunoassay; the specimen type, such as blood; and the result type, such as prognostic risk score. Serum: The clear liquid portion of blood that is not cellular and contains important components such as antibodies, proteins produced in blood that are activated as part of the immune response to neutralize specific invaders such as bacteria or viruses. Virus: An infectious agent that can reproduce only inside other living cells, generally invisible even with a microscope. Tips Use this code only for the appropriate proprietary test; report one unit of this code for a single specimen analyzed on a single date of service. Some payers may pay separately for collecting the specimen. Additional Info “U” codes are included in the CPT® code set to identify specific proprietary laboratory analyses (PLA) tests. PLA codes take precedence over the usual 80000 series codes for laboratory/pathology. Use this code only for the above–described test; do not report this test using any other CPT® code. PLA code descriptors follow existing code conventions when possible, and lab techniques used include multianalyte assays with algorithmic analyses (MAAA) and genomic sequencing procedures (GSP), among others. Read Less | Range Specific Guideline Proprietary laboratory analyses (PLA) codes describe proprietary clinical laboratory analyses and can be either provided by a single ("sole-source") laboratory or licensed or marketed to multiple providing laboratories (eg, cleared or approved by the Food and Drug Administration [FDA]). This subsection includes advanced diagnostic laboratory tests (ADLTs) and clinical diagnostic laboratory tests (CDLTs), as defined under the Protecting Access to Medicare Act (PAMA) of 2014. These analyses may include a range of medical laboratory tests including, but not limited to, multianalyte assays with algorithmic analyses (MAAA) and genomic sequencing procedures (GSP). The descriptor nomenclature follows, where possible, existing code conventions (eg, MAAA, GSP). Unless specifically noted, even though the Proprietary Laboratory Analyses section of the code set is located at the end of the Pathology and Laboratory section of the code set, a PLA code does not fulfill Category I code criteria. PLA codes are not required to fulfill the Category I criteria. The standards for inclusion in the PLA section are: The test must be commercially available in the United States for use on human specimens and The clinical laboratory or manufacturer that offers the test must request the code. For similar laboratory analyses that fulfill Category I criteria, see codes listed in the numeric 80000 series. When a PLA code is available to report a given proprietary laboratory service, that PLA code takes precedence. The service should not be reported with any other CPT® code(s) and other CPT® code(s) should not be used to report services that may be reported with that specific PLA code. These codes encompass all analytical services required for the analysis (eg, cell lysis, nucleic acid stabilization, extraction, digestion, amplification, hybridization and detection). For molecular analyses, additional procedures that are required prior to cell lysis (eg, microdissection [codes 88380 and 88381]) may be reported separately. Codes in this subsection are released on a quarterly basis to expedite dissemination for reporting. PLA codes will be published electronically on the AMA CPT® website (ama-assn.org/cpt-pla-codes), distributed via CPT® data files on a quarterly basis, and, at a minimum, made available in print annually in the CPT® codebook. See the Introduction section of the CPT® code set for a complete list of the dates of release and implementation. All codes that are included in this section are also included in Appendix O, with the procedure's proprietary name. In order to report a PLA code, the analysis performed must fulfill the code descriptor and must be the test represented by the proprietary name listed in Appendix O. In some instances, the descriptor language of PLA codes may be identical and the code may only be differentiated by the listed proprietary name in Appendix O. When more than one PLA has an identical descriptor, the codes will be denoted by the symbol "â™“." All PLA tests will have assigned codes in the PLA section of the code set. Any PLA coded test(s) that satisfies Category I criteria and has been accepted by the CPT® Editorial Panel will be designated by the addition of the symbol "^" to the existing PLA code and will remain in the PLA section of the code set. If a proprietary test has already been accepted for a Category I code and a code has not been published, subsequent application for a PLA code will take precedence. The code will only be placed in the PLA section. The accuracy of a PLA code is to be maintained by the original applicant, or the current owner of the test kit or laboratory performing the proprietary test. A new PLA code is required when: 1. Additional nucleic acid (DNA or RNA) and/or protein analysis(es) are added to the current PLA test, or 2. The name of the PLA test has changed in association with changes in test performance or test characteristics. The addition or modification of the therapeutic applications of the test require submission of a code change application, but it may not require a new code number. | 0001U-0599U | https://www.aapc.com/codes/cpt-codes/0351U | 2025-10-27T18:16:46.786191Z
0355U | APOL1 (apolipoprotein L1) (eg, chronic kidney disease), risk variants (G1, G2) | This is a Proprietary Laboratory Analyses (PLA) code, meaning that the code applies to only one unique lab test made by a specific manufacturer or performed by a specific lab. Report 0355U only for Apolipoprotein L1 (APOL1) Renal Risk Variant Genotyping from Quest Diagnostics®. The test uses a blood or saliva specimen for a targeted DNA sequence analysis for G1 and G2 variants in the APOL1 gene. The variant analysis aids in risk evaluation for kidney transplant donors and recipients. Explanation The lab analyst processes a blood or saliva specimen to extract DNA, then increases the number of copies of (amplifies) the Apolipoprotein L1 (APOL1) gene using polymerase chain reaction (PCR). The analyst uses Sanger sequencing to detect two variants in the APOL1 gene: G1 and G2. The G1 and G2 variants are more common in individuals of African descent. Findings of both G1 and G2 variants increases the risk of developing chronic kidney disease (CKD) by 41 percent above the risk for individuals with one or neither variant. Clinicians may order this test to aid in evaluation of potential kidney transplant donors of African descent. Living donors with both G1 and G2 variants are at higher risk of developing CKD, and transplant recipients receiving kidneys from donors with both G1 and G2 variants may have a shorter survival time following transplant. Terminology Deoxyribonucleic acid (DNA): A form of nucleic acid that consists of a sequence of specific biological chemicals (nucleotides) that carry genetic information. Genotype: The genetic, internally coded information of a particular organism or person, distinct from the expressed features or the phenotype. Polymerase chain reaction (PCR): A rapid technique for making more copies (amplifying) of a DNA or RNA sequence used in the laboratory. Sanger sequencing: A lab method to determine a targeted part of a person’s DNA sequence; an older, slower method now used mostly for smaller nucleotide targets. Variant: A gene that differs from the usual nucleic acid sequence due to events such as nucleotide deletions or insertions or substitutions; may cause conditions such as genetic disorders or cancer. Tips Use this code only for the appropriate proprietary test; report one unit of this code for a single specimen analyzed on a single date of service. Some payers may pay separately for collecting the specimen. Additional Info “U” codes are included in the CPT® code set to identify specific proprietary laboratory analyses (PLA) tests. PLA codes take precedence over the usual 80000 series codes for laboratory/pathology. Use this code only for the above–described test; do not report this test using any other CPT® code. PLA code descriptors follow existing code conventions when possible, and lab techniques used include multianalyte assays with algorithmic analyses (MAAA) and genomic sequencing procedures (GSP), among others. Read Less | Range Specific Guideline Proprietary laboratory analyses (PLA) codes describe proprietary clinical laboratory analyses and can be either provided by a single ("sole-source") laboratory or licensed or marketed to multiple providing laboratories (eg, cleared or approved by the Food and Drug Administration [FDA]). This subsection includes advanced diagnostic laboratory tests (ADLTs) and clinical diagnostic laboratory tests (CDLTs), as defined under the Protecting Access to Medicare Act (PAMA) of 2014. These analyses may include a range of medical laboratory tests including, but not limited to, multianalyte assays with algorithmic analyses (MAAA) and genomic sequencing procedures (GSP). The descriptor nomenclature follows, where possible, existing code conventions (eg, MAAA, GSP). Unless specifically noted, even though the Proprietary Laboratory Analyses section of the code set is located at the end of the Pathology and Laboratory section of the code set, a PLA code does not fulfill Category I code criteria. PLA codes are not required to fulfill the Category I criteria. The standards for inclusion in the PLA section are: The test must be commercially available in the United States for use on human specimens and The clinical laboratory or manufacturer that offers the test must request the code. For similar laboratory analyses that fulfill Category I criteria, see codes listed in the numeric 80000 series. When a PLA code is available to report a given proprietary laboratory service, that PLA code takes precedence. The service should not be reported with any other CPT® code(s) and other CPT® code(s) should not be used to report services that may be reported with that specific PLA code. These codes encompass all analytical services required for the analysis (eg, cell lysis, nucleic acid stabilization, extraction, digestion, amplification, hybridization and detection). For molecular analyses, additional procedures that are required prior to cell lysis (eg, microdissection [codes 88380 and 88381]) may be reported separately. Codes in this subsection are released on a quarterly basis to expedite dissemination for reporting. PLA codes will be published electronically on the AMA CPT® website (ama-assn.org/cpt-pla-codes), distributed via CPT® data files on a quarterly basis, and, at a minimum, made available in print annually in the CPT® codebook. See the Introduction section of the CPT® code set for a complete list of the dates of release and implementation. All codes that are included in this section are also included in Appendix O, with the procedure's proprietary name. In order to report a PLA code, the analysis performed must fulfill the code descriptor and must be the test represented by the proprietary name listed in Appendix O. In some instances, the descriptor language of PLA codes may be identical and the code may only be differentiated by the listed proprietary name in Appendix O. When more than one PLA has an identical descriptor, the codes will be denoted by the symbol "â™“." All PLA tests will have assigned codes in the PLA section of the code set. Any PLA coded test(s) that satisfies Category I criteria and has been accepted by the CPT® Editorial Panel will be designated by the addition of the symbol "^" to the existing PLA code and will remain in the PLA section of the code set. If a proprietary test has already been accepted for a Category I code and a code has not been published, subsequent application for a PLA code will take precedence. The code will only be placed in the PLA section. The accuracy of a PLA code is to be maintained by the original applicant, or the current owner of the test kit or laboratory performing the proprietary test. A new PLA code is required when: 1. Additional nucleic acid (DNA or RNA) and/or protein analysis(es) are added to the current PLA test, or 2. The name of the PLA test has changed in association with changes in test performance or test characteristics. The addition or modification of the therapeutic applications of the test require submission of a code change application, but it may not require a new code number. | 0001U-0599U | https://www.aapc.com/codes/cpt-codes/0355U | 2025-10-27T18:17:04.650733Z
0356U | Oncology (oropharyngeal or anal), evaluation of 17 DNA biomarkers using droplet digital PCR (ddPCR), cell-free DNA, algorithm reported as a prognostic risk score for cancer recurrence | This is a Proprietary Laboratory Analyses (PLA) code, meaning that the code applies to only one unique lab test made by a specific manufacturer or performed by a specific lab. Report 0356U only for NavDx® by Naveris Inc. The test evaluates cell–free DNA from an oropharyngeal or anal specimen for 17 DNA biomarkers for human papillomavirus–associated cancer. An algorithmic analysis indicates the likelihood of cancer recurrence following treatment. Explanation The lab analyst extracts cell–free DNA from an oropharyngeal or anal specimen from a patient with human papillomavirus (HPV)–associated cancer. An automated droplet digital polymerase chain reaction (ddPCR) platform fragments DNA into droplets, amplifies (increases the number) of DNA molecules using polymerase chain reaction (PCR), and quantifies the presence of 17 DNA biomarkers for HPV that is integrated into cancer cells (as opposed to nontumor derived HPV). This is a multianalyte assay with algorithmic analysis (MAAA), which includes the analytical services to produce test results and uses those results plus patient data for an algorithmic analysis that reports the findings as a probability or risk score. Using the test data for 17 DNA fragments shed by cancer cells into the blood and other clinical data, the 0356U test includes an algorithmic analysis to report the likelihood of cancer recurrence. Clinicians may order this test for patients who have undergone treatment for HPV–associated cancer. Negative findings indicate the patient is cancer free, while quantified findings of tumor–associated HPV DNA circulating in the blood may indicate cancer recurrence. Clinicians may use the test findings alone or with more traditional follow–up imaging testing such as computed tomography (CT) scans. Terminology Algorithm: A specific set of step–by–step calculations using defined inputs at each step to produce a useful output; for multianalyte assays with algorithmic analyses (MAAA), the output involves some sort of diagnostic or prognostic information about treatment options or disease outcomes. Amplification: Making more copies of a desired gene for study by processes such as polymerase chain reaction (PCR) or transcription of DNA to RNA and reverse transcription from RNA to make an additional copy of the DNA. Cell–free DNA (cfDNA): Nonencapsulated DNA in the form of nucleic acid fragments that enter the bloodstream during apoptosis (programmed, or normal, cell death) or necrosis (cell death due to loss of blood supply from injury, radiation, or chemicals). Deoxyribonucleic acid (DNA): A form of nucleic acid that consists of a sequence of specific biological chemicals (nucleotides) which carry genetic information. Human papillomavirus (HPV): Virus that causes warts on skin and mucous membranes in humans, especially genital warts; some papillomaviruses can cause cancer. Multianalyte assays with algorithmic analyses (MAAA): A set of codes generally unique to a single clinical laboratory or manufacture; they typically list all the analytic and algorithmic analysis for a type of disease, such cancer; the type and number of analytes, such as proteins; the lab methods, such as immunoassay; the specimen type, such as blood; and the result type, such as prognostic risk score. Oropharynx: The portion of the throat (pharynx) that is open to the mouth; includes the base of the tongue, tonsils, and soft palate. Polymerase chain reaction (PCR): A rapid technique for making more copies (amplifying) of a DNA or RNA sequence used in the laboratory. Tips Use this code only for the appropriate proprietary test; report one unit of this code for a single specimen analyzed on a single date of service. Additional Info “U” codes are included in the CPT® code set to identify specific proprietary laboratory analyses (PLA) tests. PLA codes take precedence over the usual 80000 series codes for laboratory/pathology. Use this code only for the above–described test; do not report this test using any other CPT® code. PLA code descriptors follow existing code conventions when possible, and lab techniques used include multianalyte assays with algorithmic analyses (MAAA) and genomic sequencing procedures (GSP), among others. Read Less | Range Specific Guideline Proprietary laboratory analyses (PLA) codes describe proprietary clinical laboratory analyses and can be either provided by a single ("sole-source") laboratory or licensed or marketed to multiple providing laboratories (eg, cleared or approved by the Food and Drug Administration [FDA]). This subsection includes advanced diagnostic laboratory tests (ADLTs) and clinical diagnostic laboratory tests (CDLTs), as defined under the Protecting Access to Medicare Act (PAMA) of 2014. These analyses may include a range of medical laboratory tests including, but not limited to, multianalyte assays with algorithmic analyses (MAAA) and genomic sequencing procedures (GSP). The descriptor nomenclature follows, where possible, existing code conventions (eg, MAAA, GSP). Unless specifically noted, even though the Proprietary Laboratory Analyses section of the code set is located at the end of the Pathology and Laboratory section of the code set, a PLA code does not fulfill Category I code criteria. PLA codes are not required to fulfill the Category I criteria. The standards for inclusion in the PLA section are: The test must be commercially available in the United States for use on human specimens and The clinical laboratory or manufacturer that offers the test must request the code. For similar laboratory analyses that fulfill Category I criteria, see codes listed in the numeric 80000 series. When a PLA code is available to report a given proprietary laboratory service, that PLA code takes precedence. The service should not be reported with any other CPT® code(s) and other CPT® code(s) should not be used to report services that may be reported with that specific PLA code. These codes encompass all analytical services required for the analysis (eg, cell lysis, nucleic acid stabilization, extraction, digestion, amplification, hybridization and detection). For molecular analyses, additional procedures that are required prior to cell lysis (eg, microdissection [codes 88380 and 88381]) may be reported separately. Codes in this subsection are released on a quarterly basis to expedite dissemination for reporting. PLA codes will be published electronically on the AMA CPT® website (ama-assn.org/cpt-pla-codes), distributed via CPT® data files on a quarterly basis, and, at a minimum, made available in print annually in the CPT® codebook. See the Introduction section of the CPT® code set for a complete list of the dates of release and implementation. All codes that are included in this section are also included in Appendix O, with the procedure's proprietary name. In order to report a PLA code, the analysis performed must fulfill the code descriptor and must be the test represented by the proprietary name listed in Appendix O. In some instances, the descriptor language of PLA codes may be identical and the code may only be differentiated by the listed proprietary name in Appendix O. When more than one PLA has an identical descriptor, the codes will be denoted by the symbol "â™“." All PLA tests will have assigned codes in the PLA section of the code set. Any PLA coded test(s) that satisfies Category I criteria and has been accepted by the CPT® Editorial Panel will be designated by the addition of the symbol "^" to the existing PLA code and will remain in the PLA section of the code set. If a proprietary test has already been accepted for a Category I code and a code has not been published, subsequent application for a PLA code will take precedence. The code will only be placed in the PLA section. The accuracy of a PLA code is to be maintained by the original applicant, or the current owner of the test kit or laboratory performing the proprietary test. A new PLA code is required when: 1. Additional nucleic acid (DNA or RNA) and/or protein analysis(es) are added to the current PLA test, or 2. The name of the PLA test has changed in association with changes in test performance or test characteristics. The addition or modification of the therapeutic applications of the test require submission of a code change application, but it may not require a new code number. | 0001U-0599U | https://www.aapc.com/codes/cpt-codes/0356U | 2025-10-27T18:17:22.632541Z
0358U | Neurology (mild cognitive impairment), analysis of ?-amyloid 1-42 and 1-40, chemiluminescence enzyme immunoassay, cerebral spinal fluid, reported as positive, likely positive, or negative | This is a Proprietary Laboratory Analyses (PLA) code, meaning that the code applies to only one unique lab test made by a specific manufacturer or performed by a specific lab. Report 0358U only for Lumipulse® G βAmyloid Ratio (1–42/1–40) Test from Fujirebio Diagnostics. The test evaluates a cerebrospinal fluid (CSF) specimen using chemiluminescence enzyme immunoassay to determine the ratio of β–Amyloid 1–42/1–40 as a marker for Alzheimer’s disease or other mild cognitive impairment. Explanation The lab analyst performs the technical steps using chemiluminescence immunoassay (also called immunochemiluminometric assay, or IMAC) to measure the level of β–Amyloid peptides (protein fractions) 1–42 and 1–41 in a cerebrospinal fluid (CSF) specimen. The method involves using specific antibodies in test wells to bind with target peptides in the specimen. Following a wash step, the lab analyst labels each β–Amyloid antigen/antibody complex with a chemical that initiates light signals read by an instrument, which corresponds to the quantity of 1–42 and 1–41 β–Amyloid in the specimen. This is a multianalyte assay with algorithmic analysis (MAAA), which includes the analytical services to produce test results and uses those results plus patient data for an algorithmic analysis that reports the findings as a probability or risk score. The algorithm for the 0358U test identifies the 1–42/1–40 ratio test findings as positive, likely positive, or negative for Alzheimer’s disease. Clinicians may order this test for patients aged 55 and older who are undergoing evaluation for symptoms of mild cognitive impairment. Prior to use of this test, clinicians relied on other methods that were more subjective such as cognitive assessment and possibly positron emission tomography (PET) brain imaging. Terminology Algorithm: A specific set of step–by–step calculations using defined inputs at each step to produce a useful output; for multianalyte assays with algorithmic analyses (MAAA), the output involves some sort of diagnostic or prognostic information about treatment options or disease outcomes. Alzheimer’s disease: A slowly progressive form of dementia characterized by beta–amyloid plaques (microscopic clumps of pieces of protein), tangles (strands) of the tau protein (abundant in the central nervous system but not elsewhere), brain inflammation, and damage and eventual death of brain cells. Antibody: A protein produced by the body as an immune–system response to a specific antigen, such as a bacteria or foreign substance; lab tests may utilize reactions between antibodies and antigens to identify a substance in a patient specimen; may also be referred to as immunoglobulin. Antigen: A substance that the body reacts to with an immune response, such as by producing a specific antibody; lab tests may utilize reactions between antibodies and antigens to identify a substance in a patient specimen. Cerebrospinal fluid (CSF): A clear serum–like fluid that circulates in the ventricles of the brain and around the surface of the brain and spinal cord; it helps maintain uniform pressure within the spinal cord and brain. Immunochemiluminometric assay (IMAC): Also called chemiluminescence immunoassay, the lab procedure forms an antibody–antigen complex using a chemical reaction that generates and quantifies light emission. Multianalyte assays with algorithmic analyses (MAAA): A set of codes generally unique to a single clinical laboratory or manufacture; they typically list all the analytic and algorithmic analysis for a type of disease, such cancer; the type and number of analytes, such as proteins; the lab methods, such as immunoassay; the specimen type, such as blood; and the result type, such as prognostic risk score. Tips Use this code only for the appropriate proprietary test; report one unit of this code for a single specimen analyzed on a single date of service. Additional Info “U” codes are included in the CPT® code set to identify specific proprietary laboratory analyses (PLA) tests. PLA codes take precedence over the usual 80000 series codes for laboratory/pathology. Use this code only for the above–described test; do not report this test using any other CPT® code. PLA code descriptors follow existing code conventions when possible, and lab techniques used include multianalyte assays with algorithmic analyses (MAAA) and genomic sequencing procedures (GSP), among others. Read Less | Range Specific Guideline Proprietary laboratory analyses (PLA) codes describe proprietary clinical laboratory analyses and can be either provided by a single ("sole-source") laboratory or licensed or marketed to multiple providing laboratories (eg, cleared or approved by the Food and Drug Administration [FDA]). This subsection includes advanced diagnostic laboratory tests (ADLTs) and clinical diagnostic laboratory tests (CDLTs), as defined under the Protecting Access to Medicare Act (PAMA) of 2014. These analyses may include a range of medical laboratory tests including, but not limited to, multianalyte assays with algorithmic analyses (MAAA) and genomic sequencing procedures (GSP). The descriptor nomenclature follows, where possible, existing code conventions (eg, MAAA, GSP). Unless specifically noted, even though the Proprietary Laboratory Analyses section of the code set is located at the end of the Pathology and Laboratory section of the code set, a PLA code does not fulfill Category I code criteria. PLA codes are not required to fulfill the Category I criteria. The standards for inclusion in the PLA section are: The test must be commercially available in the United States for use on human specimens and The clinical laboratory or manufacturer that offers the test must request the code. For similar laboratory analyses that fulfill Category I criteria, see codes listed in the numeric 80000 series. When a PLA code is available to report a given proprietary laboratory service, that PLA code takes precedence. The service should not be reported with any other CPT® code(s) and other CPT® code(s) should not be used to report services that may be reported with that specific PLA code. These codes encompass all analytical services required for the analysis (eg, cell lysis, nucleic acid stabilization, extraction, digestion, amplification, hybridization and detection). For molecular analyses, additional procedures that are required prior to cell lysis (eg, microdissection [codes 88380 and 88381]) may be reported separately. Codes in this subsection are released on a quarterly basis to expedite dissemination for reporting. PLA codes will be published electronically on the AMA CPT® website (ama-assn.org/cpt-pla-codes), distributed via CPT® data files on a quarterly basis, and, at a minimum, made available in print annually in the CPT® codebook. See the Introduction section of the CPT® code set for a complete list of the dates of release and implementation. All codes that are included in this section are also included in Appendix O, with the procedure's proprietary name. In order to report a PLA code, the analysis performed must fulfill the code descriptor and must be the test represented by the proprietary name listed in Appendix O. In some instances, the descriptor language of PLA codes may be identical and the code may only be differentiated by the listed proprietary name in Appendix O. When more than one PLA has an identical descriptor, the codes will be denoted by the symbol "â™“." All PLA tests will have assigned codes in the PLA section of the code set. Any PLA coded test(s) that satisfies Category I criteria and has been accepted by the CPT® Editorial Panel will be designated by the addition of the symbol "^" to the existing PLA code and will remain in the PLA section of the code set. If a proprietary test has already been accepted for a Category I code and a code has not been published, subsequent application for a PLA code will take precedence. The code will only be placed in the PLA section. The accuracy of a PLA code is to be maintained by the original applicant, or the current owner of the test kit or laboratory performing the proprietary test. A new PLA code is required when: 1. Additional nucleic acid (DNA or RNA) and/or protein analysis(es) are added to the current PLA test, or 2. The name of the PLA test has changed in association with changes in test performance or test characteristics. The addition or modification of the therapeutic applications of the test require submission of a code change application, but it may not require a new code number. | 0001U-0599U | https://www.aapc.com/codes/cpt-codes/0358U | 2025-10-27T18:17:40.577607Z
0359U | Oncology (prostate cancer), analysis of all prostate-specific antigen (PSA) structural isoforms by phase separation and immunoassay, plasma, algorithm reports risk of cancer | This is a Proprietary Laboratory Analyses (PLA) code, meaning that the code applies to only one unique lab test made by a specific manufacturer or performed by a specific lab. Report 0359U only for IsoPSA® from Cleveland Diagnostics Inc. The test measures certain cancer–related forms of prostate specific antigen (PSA) in a plasma specimen. These structural isoforms (variants) serve as a more specific marker for high–grade prostate cancer than a total PSA test. An algorithmic analysis reports a risk score for prostate cancer. Explanation The lab analyst processes a plasma specimen using solvent interaction analysis (SIA) to measure the level of certain prostate specific antigen (PSA) protein forms (structural isoforms). The test forms a water–based, two–phase system that provides high sensitivity for detecting structural changes in proteins. This is a multianalyte assay with algorithmic analysis (MAAA), which includes the analytical services to produce test results and uses those results plus patient data for an algorithmic analysis that reports the findings as a probability or risk score. The 0359U test provides an accurate prediction of the likelihood that a prostate biopsy would result in findings of high–grade prostate cancer. Clinicians may order this test for patients aged 50 or older who have an elevated total PSA (≥ 4 ng/ml) who would ordinarily proceed to an invasive prostate biopsy. Clinicians may use this test to avoid unnecessary prostate biopsies and improve the risk/benefit value for early detection of prostate cancer. Terminology Algorithm: A specific set of step–by–step calculations using defined inputs at each step to produce a useful output; for multianalyte assays with algorithmic analyses (MAAA), the output involves some sort of diagnostic or prognostic information about treatment options or disease outcomes. mL: Abbreviation for milliliter, a metric measurement for volume; 1 mL equals approximately 0.034 U.S. fluid ounces; previously known as a cubic centimeter (cc). Multianalyte assays with algorithmic analyses (MAAA): A set of codes generally unique to a single clinical laboratory or manufacture; they typically list all the analytic and algorithmic analysis for a type of disease, such cancer; the type and number of analytes, such as proteins; the lab methods, such as immunoassay; the specimen type, such as blood; and the result type, such as prognostic risk score. ng: Abbreviation for nanogram, one–billionth of a gram, a metric measurement for mass or weight; since a gram is equivalent to about 0.0353 ounces, a nanogram is a very small quantity. Plasma: The liquid portion of blood that typically suspends blood cells; plasma accounts for about 55 percent of blood volume and contains important components such as proteins, electrolytes, hormones, and coagulation factors. Prostate: A small gland that is part of the reproductive system in males and located just below the urinary bladder; it secretes prostatic fluid, a component of semen. Prostate specific antigen (PSA): An enzyme produced in the prostate gland that when elevated indicates the presence of prostate cancer. Tips Use this code only for the appropriate proprietary test; report one unit of this code for a single specimen analyzed on a single date of service. Some payers may pay separately for collecting the specimen. Additional Info “U” codes are included in the CPT® code set to identify specific proprietary laboratory analyses (PLA) tests. PLA codes take precedence over the usual 80000 series codes for laboratory/pathology. Use this code only for the above–described test; do not report this test using any other CPT® code. PLA code descriptors follow existing code conventions when possible, and lab techniques used include multianalyte assays with algorithmic analyses (MAAA) and genomic sequencing procedures (GSP), among others. Read Less | Range Specific Guideline Proprietary laboratory analyses (PLA) codes describe proprietary clinical laboratory analyses and can be either provided by a single ("sole-source") laboratory or licensed or marketed to multiple providing laboratories (eg, cleared or approved by the Food and Drug Administration [FDA]). This subsection includes advanced diagnostic laboratory tests (ADLTs) and clinical diagnostic laboratory tests (CDLTs), as defined under the Protecting Access to Medicare Act (PAMA) of 2014. These analyses may include a range of medical laboratory tests including, but not limited to, multianalyte assays with algorithmic analyses (MAAA) and genomic sequencing procedures (GSP). The descriptor nomenclature follows, where possible, existing code conventions (eg, MAAA, GSP). Unless specifically noted, even though the Proprietary Laboratory Analyses section of the code set is located at the end of the Pathology and Laboratory section of the code set, a PLA code does not fulfill Category I code criteria. PLA codes are not required to fulfill the Category I criteria. The standards for inclusion in the PLA section are: The test must be commercially available in the United States for use on human specimens and The clinical laboratory or manufacturer that offers the test must request the code. For similar laboratory analyses that fulfill Category I criteria, see codes listed in the numeric 80000 series. When a PLA code is available to report a given proprietary laboratory service, that PLA code takes precedence. The service should not be reported with any other CPT® code(s) and other CPT® code(s) should not be used to report services that may be reported with that specific PLA code. These codes encompass all analytical services required for the analysis (eg, cell lysis, nucleic acid stabilization, extraction, digestion, amplification, hybridization and detection). For molecular analyses, additional procedures that are required prior to cell lysis (eg, microdissection [codes 88380 and 88381]) may be reported separately. Codes in this subsection are released on a quarterly basis to expedite dissemination for reporting. PLA codes will be published electronically on the AMA CPT® website (ama-assn.org/cpt-pla-codes), distributed via CPT® data files on a quarterly basis, and, at a minimum, made available in print annually in the CPT® codebook. See the Introduction section of the CPT® code set for a complete list of the dates of release and implementation. All codes that are included in this section are also included in Appendix O, with the procedure's proprietary name. In order to report a PLA code, the analysis performed must fulfill the code descriptor and must be the test represented by the proprietary name listed in Appendix O. In some instances, the descriptor language of PLA codes may be identical and the code may only be differentiated by the listed proprietary name in Appendix O. When more than one PLA has an identical descriptor, the codes will be denoted by the symbol "â™“." All PLA tests will have assigned codes in the PLA section of the code set. Any PLA coded test(s) that satisfies Category I criteria and has been accepted by the CPT® Editorial Panel will be designated by the addition of the symbol "^" to the existing PLA code and will remain in the PLA section of the code set. If a proprietary test has already been accepted for a Category I code and a code has not been published, subsequent application for a PLA code will take precedence. The code will only be placed in the PLA section. The accuracy of a PLA code is to be maintained by the original applicant, or the current owner of the test kit or laboratory performing the proprietary test. A new PLA code is required when: 1. Additional nucleic acid (DNA or RNA) and/or protein analysis(es) are added to the current PLA test, or 2. The name of the PLA test has changed in association with changes in test performance or test characteristics. The addition or modification of the therapeutic applications of the test require submission of a code change application, but it may not require a new code number. | 0001U-0599U | https://www.aapc.com/codes/cpt-codes/0359U | 2025-10-27T18:17:58.660103Z
0360U | Oncology (lung), enzyme-linked immunosorbent assay (ELISA) of 7 autoantibodies (p53, NY-ESO-1, CAGE, GBU4-5, SOX2, MAGE A4, and HuD), plasma, algorithm reported as a categorical result for risk of malignancy | This is a Proprietary Laboratory Analyses (PLA) code, meaning that the code applies to only one unique lab test made by a specific manufacturer or performed by a specific lab. Report 0360U only for Nodify CDT® from Biodesix Inc. The test evaluates a plasma specimen from a patient with an incidental lung nodule to identify seven autoantibodies listed in the code. The test includes an algorithmic analysis of the results to report a risk score for the likelihood of lung cancer. Explanation Using a plasma specimen, the lab analyst performs the technical steps for enzyme–linked immunosorbent assay (ELISA) to measure the levels of seven autoantibodies listed in the code that are indicative of lung cancer. The method involves autoantibodies in the specimen binding to a “capture” antigen and an enzyme labeled “detection” antigen that creates a chromogenic (color) reaction to quantify the level of each autoantibody in the specimen. An autoantibody is an antibody the immune system makes that targets substances formed by a person’s own body. This is a multianalyte assay with algorithmic analysis (MAAA), which includes the analytical services to produce test results and uses those results plus patient data for an algorithmic analysis that reports the findings as a probability or risk score. The 0360U test reports a risk score for the likelihood that the lung nodule is cancerous. Clinicians may order this test for patients who meet certain clinical criteria related to age, nodule characteristics, and history of smoking and cancer, which indicate a high likelihood of malignancy. Clinicians may use the rapid test results to plan appropriate treatment intervention. Terminology Algorithm: A specific set of step–by–step calculations using defined inputs at each step to produce a useful output; for multianalyte assays with algorithmic analyses (MAAA), the output involves some sort of diagnostic or prognostic information about treatment options or disease outcomes. Antibody: A protein produced by the body as an immune–system response to a specific antigen, such as a bacteria or foreign substance; lab tests may utilize reactions between antibodies and antigens to identify a substance in a patient specimen; may also be referred to as immunoglobulin. Antigen: A substance that the body reacts to with an immune response, such as by producing a specific antibody; lab tests may utilize reactions between antibodies and antigens to identify a substance in a patient specimen. Enzyme: A biological compound that acts as a selective catalyst to increase the rate and specificity of certain biochemical reactions, such as breaking down a specific compound. Enzyme–linked immunosorbent assay (ELISA): A laboratory testing method using an enzyme attached to an antigen or antibody used as a marker to detect a specific substance, such as another antigen or antibody. Immunoassay: A biochemical test that uses an antibody/antigen reaction to detect and possibly quantify a specific substance present in the specimen, such as blood. Multianalyte assays with algorithmic analyses (MAAA): A set of codes generally unique to a single clinical laboratory or manufacture; they typically list all the analytic and algorithmic analysis for a type of disease, such cancer; the type and number of analytes, such as proteins; the lab methods, such as immunoassay; the specimen type, such as blood; and the result type, such as prognostic risk score. Plasma: The liquid portion of blood that typically suspends blood cells; plasma accounts for about 55 percent of blood volume and contains important components such as proteins, electrolytes, hormones, and coagulation factors. Tips Use this code only for the appropriate proprietary test; report one unit of this code for a single specimen analyzed on a single date of service. Some payers may pay separately for collecting the specimen. Additional Info “U” codes are included in the CPT® code set to identify specific proprietary laboratory analyses (PLA) tests. PLA codes take precedence over the usual 80000 series codes for laboratory/pathology. Use this code only for the above–described test; do not report this test using any other CPT® code. PLA code descriptors follow existing code conventions when possible, and lab techniques used include multianalyte assays with algorithmic analyses (MAAA) and genomic sequencing procedures (GSP), among others. Read Less | Range Specific Guideline Proprietary laboratory analyses (PLA) codes describe proprietary clinical laboratory analyses and can be either provided by a single ("sole-source") laboratory or licensed or marketed to multiple providing laboratories (eg, cleared or approved by the Food and Drug Administration [FDA]). This subsection includes advanced diagnostic laboratory tests (ADLTs) and clinical diagnostic laboratory tests (CDLTs), as defined under the Protecting Access to Medicare Act (PAMA) of 2014. These analyses may include a range of medical laboratory tests including, but not limited to, multianalyte assays with algorithmic analyses (MAAA) and genomic sequencing procedures (GSP). The descriptor nomenclature follows, where possible, existing code conventions (eg, MAAA, GSP). Unless specifically noted, even though the Proprietary Laboratory Analyses section of the code set is located at the end of the Pathology and Laboratory section of the code set, a PLA code does not fulfill Category I code criteria. PLA codes are not required to fulfill the Category I criteria. The standards for inclusion in the PLA section are: The test must be commercially available in the United States for use on human specimens and The clinical laboratory or manufacturer that offers the test must request the code. For similar laboratory analyses that fulfill Category I criteria, see codes listed in the numeric 80000 series. When a PLA code is available to report a given proprietary laboratory service, that PLA code takes precedence. The service should not be reported with any other CPT® code(s) and other CPT® code(s) should not be used to report services that may be reported with that specific PLA code. These codes encompass all analytical services required for the analysis (eg, cell lysis, nucleic acid stabilization, extraction, digestion, amplification, hybridization and detection). For molecular analyses, additional procedures that are required prior to cell lysis (eg, microdissection [codes 88380 and 88381]) may be reported separately. Codes in this subsection are released on a quarterly basis to expedite dissemination for reporting. PLA codes will be published electronically on the AMA CPT® website (ama-assn.org/cpt-pla-codes), distributed via CPT® data files on a quarterly basis, and, at a minimum, made available in print annually in the CPT® codebook. See the Introduction section of the CPT® code set for a complete list of the dates of release and implementation. All codes that are included in this section are also included in Appendix O, with the procedure's proprietary name. In order to report a PLA code, the analysis performed must fulfill the code descriptor and must be the test represented by the proprietary name listed in Appendix O. In some instances, the descriptor language of PLA codes may be identical and the code may only be differentiated by the listed proprietary name in Appendix O. When more than one PLA has an identical descriptor, the codes will be denoted by the symbol "â™“." All PLA tests will have assigned codes in the PLA section of the code set. Any PLA coded test(s) that satisfies Category I criteria and has been accepted by the CPT® Editorial Panel will be designated by the addition of the symbol "^" to the existing PLA code and will remain in the PLA section of the code set. If a proprietary test has already been accepted for a Category I code and a code has not been published, subsequent application for a PLA code will take precedence. The code will only be placed in the PLA section. The accuracy of a PLA code is to be maintained by the original applicant, or the current owner of the test kit or laboratory performing the proprietary test. A new PLA code is required when: 1. Additional nucleic acid (DNA or RNA) and/or protein analysis(es) are added to the current PLA test, or 2. The name of the PLA test has changed in association with changes in test performance or test characteristics. The addition or modification of the therapeutic applications of the test require submission of a code change application, but it may not require a new code number. | 0001U-0599U | https://www.aapc.com/codes/cpt-codes/0360U | 2025-10-27T18:18:16.575278Z
0361U | Neurofilament light chain, digital immunoassay, plasma, quantitative | This is a Proprietary Laboratory Analyses (PLA) code, meaning that the code applies to only one unique lab test made by a specific manufacturer or performed by a specific lab. Report 0361U only for Neurofilament Light Chain (NfL) from Mayo Clinic. The test evaluates a plasma specimen for the level of NfL using an immunoassay technique to aid in evaluating neurodegenerative disease. Explanation Using a plasma specimen, the lab analyst performs the technical steps for an immunoassay on an automated instrument to measure the level of Neurofilament Light Chain (NfL), which is a marker for neurodegenerative conditions. The method uses anti–NfL antibody to “capture” (bind to) NfL in the specimen, and then enzymatically labels the bound NfL to produce a measurable fluorescent signal indicating the NfL concentration in the specimen. Clinicians may order this test to help differentiate neurodegenerative conditions such as Alzheimer’s disease, Parkinson’s disease, amyotrophic lateral sclerosis (ALS), multiple sclerosis (MS), and frontotemporal dementia from nondegenerative conditions that mimic them. Clinicians also may use the test for patients with a diagnosed neurodegenerative condition to aid in treatment selection and prognosis. Terminology Alzheimer's disease: A slowly progressive form of dementia characterized by beta–amyloid plaques (microscopic clumps of pieces of protein), tangles (strands) of the tau protein (abundant in the central nervous system but not elsewhere), brain inflammation, and damage and eventual death of brain cells. Amyotrophic lateral sclerosis (ALS): A nervous system (neurodegenerative) disease that affects nerve cells in the brain and spinal cord and causes progressive loss of muscle control; also called Lou Gehrig's disease; it may be referred to as motor neuron disease, of which it is the most common type. Antibody: A protein produced by the body as an immune–system response to a specific antigen, such as a bacteria or foreign substance; lab tests may utilize reactions between antibodies and antigens to identify a substance in a patient specimen; may also be referred to as immunoglobulin. Antigen: A substance that the body reacts to with an immune response, such as by producing a specific antibody; lab tests may utilize reactions between antibodies and antigens to identify a substance in a patient specimen. Dementia: Forgetfulness associated with at least one other cognitive disorder, such as language disorder, the inability to carry out purposeful movement unrelated to physical impairment, recognize or respond appropriately to sensory stimuli, plan or organize activities, or think abstractly. Enzyme: A biological compound that acts as a selective catalyst to increase the rate and specificity of certain biochemical reactions, such as breaking down a specific compound. Immunoassay: A biochemical test that uses an antibody/antigen reaction to detect and possibly quantify a specific substance present in the specimen, such as blood. Multiple sclerosis: A disease where the immune system eats away at the myelin, the protective sheath that covers the nerves. Light chain: One small protein subunit that is part of a pair that joins with a pair of larger subunits (heavy chains) to form an immunoglobulin molecule (antibody). Parkinson's disease: A progressive disease of the nervous system with characteristic features of tremors, rigidity, and slowness of movements, also known as parkinsonism. Plasma: The liquid portion of blood that typically suspends blood cells; plasma accounts for about 55 percent of blood volume and contains important components such as proteins, electrolytes, hormones, and coagulation factors. Tips Use this code only for the appropriate proprietary test; report one unit of this code for a single specimen analyzed on a single date of service. Some payers may pay separately for collecting the specimen. Additional Info “U” codes are included in the CPT® code set to identify specific proprietary laboratory analyses (PLA) tests. PLA codes take precedence over the usual 80000 series codes for laboratory/pathology. Use this code only for the above–described test; do not report this test using any other CPT® code. PLA code descriptors follow existing code conventions when possible, and lab techniques used include multianalyte assays with algorithmic analyses (MAAA) and genomic sequencing procedures (GSP), among others. Read Less | Range Specific Guideline Proprietary laboratory analyses (PLA) codes describe proprietary clinical laboratory analyses and can be either provided by a single ("sole-source") laboratory or licensed or marketed to multiple providing laboratories (eg, cleared or approved by the Food and Drug Administration [FDA]). This subsection includes advanced diagnostic laboratory tests (ADLTs) and clinical diagnostic laboratory tests (CDLTs), as defined under the Protecting Access to Medicare Act (PAMA) of 2014. These analyses may include a range of medical laboratory tests including, but not limited to, multianalyte assays with algorithmic analyses (MAAA) and genomic sequencing procedures (GSP). The descriptor nomenclature follows, where possible, existing code conventions (eg, MAAA, GSP). Unless specifically noted, even though the Proprietary Laboratory Analyses section of the code set is located at the end of the Pathology and Laboratory section of the code set, a PLA code does not fulfill Category I code criteria. PLA codes are not required to fulfill the Category I criteria. The standards for inclusion in the PLA section are: The test must be commercially available in the United States for use on human specimens and The clinical laboratory or manufacturer that offers the test must request the code. For similar laboratory analyses that fulfill Category I criteria, see codes listed in the numeric 80000 series. When a PLA code is available to report a given proprietary laboratory service, that PLA code takes precedence. The service should not be reported with any other CPT® code(s) and other CPT® code(s) should not be used to report services that may be reported with that specific PLA code. These codes encompass all analytical services required for the analysis (eg, cell lysis, nucleic acid stabilization, extraction, digestion, amplification, hybridization and detection). For molecular analyses, additional procedures that are required prior to cell lysis (eg, microdissection [codes 88380 and 88381]) may be reported separately. Codes in this subsection are released on a quarterly basis to expedite dissemination for reporting. PLA codes will be published electronically on the AMA CPT® website (ama-assn.org/cpt-pla-codes), distributed via CPT® data files on a quarterly basis, and, at a minimum, made available in print annually in the CPT® codebook. See the Introduction section of the CPT® code set for a complete list of the dates of release and implementation. All codes that are included in this section are also included in Appendix O, with the procedure's proprietary name. In order to report a PLA code, the analysis performed must fulfill the code descriptor and must be the test represented by the proprietary name listed in Appendix O. In some instances, the descriptor language of PLA codes may be identical and the code may only be differentiated by the listed proprietary name in Appendix O. When more than one PLA has an identical descriptor, the codes will be denoted by the symbol "â™“." All PLA tests will have assigned codes in the PLA section of the code set. Any PLA coded test(s) that satisfies Category I criteria and has been accepted by the CPT® Editorial Panel will be designated by the addition of the symbol "^" to the existing PLA code and will remain in the PLA section of the code set. If a proprietary test has already been accepted for a Category I code and a code has not been published, subsequent application for a PLA code will take precedence. The code will only be placed in the PLA section. The accuracy of a PLA code is to be maintained by the original applicant, or the current owner of the test kit or laboratory performing the proprietary test. A new PLA code is required when: 1. Additional nucleic acid (DNA or RNA) and/or protein analysis(es) are added to the current PLA test, or 2. The name of the PLA test has changed in association with changes in test performance or test characteristics. The addition or modification of the therapeutic applications of the test require submission of a code change application, but it may not require a new code number. | 0001U-0599U | https://www.aapc.com/codes/cpt-codes/0361U | 2025-10-27T18:18:34.232972Z
0362U | Oncology (papillary thyroid cancer), gene-expression profiling via targeted hybrid capture-enrichment RNA sequencing of 82 content genes and 10 housekeeping genes, fine needle aspirate or formalin-fixed paraffin-embedded (FFPE) tissue, algorithm reported as one of three molecular subtypes | This is a Proprietary Laboratory Analyses (PLA) code, meaning that the code applies to only one unique lab test made by a specific manufacturer or performed by a specific lab. Report 0362U only for Thyroid GuidePx® from Protean BioDiagnostics. The test evaluates a formalin–fixed paraffin–embedded (FFPE) tissue specimen from a patient with papillary thyroid cancer for expression of 82 genes and uses an algorithmic analysis to classify the molecular subtype as it relates to risk of recurrence. Explanation The lab analyst performs the technical lab test on a fine needle aspirate or formalin–fixed paraffin–embedded (FFPE) tissue from a papillary thyroid tumor by extracting nucleic acids, by methods such as cell lysis and digestion, and stabilizing and increasing the quantity of 82 target (content) RNA nucleic acid markers and 10 housekeeping (control) markers for next–generation sequencing (NGS) analysis. NGS uses an automated instrument that can simultaneously determine the order of DNA or RNA nucleotides in many genes and uses bioinformatics to interpret the results. This is a multianalyte assay with algorithmic analysis (MAAA), which includes the analytical services to produce test results and uses those results plus patient data for an algorithmic analysis that reports the findings as a probability or risk score. The 0362U test uses the genomic classification from the NGS results of the patient’s thyroid tumor plus clinical information, and the algorithmic analysis identifies the tumor as one of three subtypes that reflects the risk of cancer recurrence. Clinicians may order this test following thyroid surgery to inform treatment decisions for patients with papillary thyroid cancer, which can have a high rate of recurrence. The three molecular subtypes identified by the 0362U test stratify the tumor into three groups with decreasing risk of recurrence, which can guide clinicians in determining the best treatment alternatives. Terminology Algorithm: A specific set of step–by–step calculations using defined inputs at each step to produce a useful output; for multianalyte assays with algorithmic analyses (MAAA), the output involves some sort of diagnostic or prognostic information about treatment options or disease outcomes. Bioinformatics: Discipline used to gather, store, and evaluate biological data, such as gene sequences, using computer systems. Deoxyribonucleic acid (DNA): A form of nucleic acid that consists of a sequence of specific biological chemicals (nucleotides) which carry genetic information. Fine needle aspiration (FNA): A technique to obtain fluid, tissue, and/or cell samples for laboratory analysis by sucking (aspirating) them up into a syringe attached to a needle of very fine diameter inserted into the target area. Formalin–fixed paraffin–embedded (FFPE): A method to preserve a tissue specimen, such as a biopsy, and prepare it for microscopic examination; the process uses formalin (formaldehyde) to preserve (fix) the tissue and paraffin to embed the tissue in a waxy block that can be sliced thin for viewing on a microscope slide. Gene: Specific nucleic acid sequence associated with a unique function in the body such as production of a specific protein. Lysis: The act of breaking down a structure; destroying cells or tissue using an agent or substance; also, in vascular surgery, instilling a clot–dissolving drug to break up a clot. Multianalyte assays with algorithmic analyses (MAAA): A set of codes generally unique to a single clinical laboratory or manufacture; they typically list all the analytic and algorithmic analysis for a type of disease, such cancer; the type and number of analytes, such as proteins; the lab methods, such as immunoassay; the specimen type, such as blood; and the result type, such as prognostic risk score. Next–generation sequencing (NGS): A general term for a number of different modern DNA and RNA sequencing technologies that are quicker and cheaper than the previous methods; also known as high–throughput sequencing. Nucleic acid: A sequence of specific biological chemicals (nucleotides) that carry genetic information; known as deoxyribonucleic acid (DNA) or ribonucleic acid (RNA). Papillary tumors: Fingerlike tumors that arise on a stem from the lining of an organ. Ribonucleic acid (RNA): One of the essential building blocks of life, along with deoxyribonucleic acid (DNA) and proteins; RNA acts as a messenger (mRNA), carrying genetic information from DNA to proteins, helps regulate cellular processes, and, like enzymes, can speed up chemical reactions; RNA, rather than DNA, carries genetic information in some important viruses. Thyroid: A butterfly–shaped gland in the neck that secretes hormones regulating growth and development; the alae (singular ala) refer to the "wings" of the thyroid. Tips Use this code only for the appropriate proprietary test; report one unit of this code for a single specimen analyzed on a single date of service. You may separately report prep work that precedes cell lysis, when documented. Additional Info “U” codes are included in the CPT® code set to identify specific proprietary laboratory analyses (PLA) tests. PLA codes take precedence over the usual 80000 series codes for laboratory/pathology. Use this code only for the above–described test; do not report this test using any other CPT® code. PLA code descriptors follow existing code conventions when possible, and lab techniques used include multianalyte assays with algorithmic analyses (MAAA) and genomic sequencing procedures (GSP), among others. Read Less | Range Specific Guideline Proprietary laboratory analyses (PLA) codes describe proprietary clinical laboratory analyses and can be either provided by a single ("sole-source") laboratory or licensed or marketed to multiple providing laboratories (eg, cleared or approved by the Food and Drug Administration [FDA]). This subsection includes advanced diagnostic laboratory tests (ADLTs) and clinical diagnostic laboratory tests (CDLTs), as defined under the Protecting Access to Medicare Act (PAMA) of 2014. These analyses may include a range of medical laboratory tests including, but not limited to, multianalyte assays with algorithmic analyses (MAAA) and genomic sequencing procedures (GSP). The descriptor nomenclature follows, where possible, existing code conventions (eg, MAAA, GSP). Unless specifically noted, even though the Proprietary Laboratory Analyses section of the code set is located at the end of the Pathology and Laboratory section of the code set, a PLA code does not fulfill Category I code criteria. PLA codes are not required to fulfill the Category I criteria. The standards for inclusion in the PLA section are: The test must be commercially available in the United States for use on human specimens and The clinical laboratory or manufacturer that offers the test must request the code. For similar laboratory analyses that fulfill Category I criteria, see codes listed in the numeric 80000 series. When a PLA code is available to report a given proprietary laboratory service, that PLA code takes precedence. The service should not be reported with any other CPT® code(s) and other CPT® code(s) should not be used to report services that may be reported with that specific PLA code. These codes encompass all analytical services required for the analysis (eg, cell lysis, nucleic acid stabilization, extraction, digestion, amplification, hybridization and detection). For molecular analyses, additional procedures that are required prior to cell lysis (eg, microdissection [codes 88380 and 88381]) may be reported separately. Codes in this subsection are released on a quarterly basis to expedite dissemination for reporting. PLA codes will be published electronically on the AMA CPT® website (ama-assn.org/cpt-pla-codes), distributed via CPT® data files on a quarterly basis, and, at a minimum, made available in print annually in the CPT® codebook. See the Introduction section of the CPT® code set for a complete list of the dates of release and implementation. All codes that are included in this section are also included in Appendix O, with the procedure's proprietary name. In order to report a PLA code, the analysis performed must fulfill the code descriptor and must be the test represented by the proprietary name listed in Appendix O. In some instances, the descriptor language of PLA codes may be identical and the code may only be differentiated by the listed proprietary name in Appendix O. When more than one PLA has an identical descriptor, the codes will be denoted by the symbol "â™“." All PLA tests will have assigned codes in the PLA section of the code set. Any PLA coded test(s) that satisfies Category I criteria and has been accepted by the CPT® Editorial Panel will be designated by the addition of the symbol "^" to the existing PLA code and will remain in the PLA section of the code set. If a proprietary test has already been accepted for a Category I code and a code has not been published, subsequent application for a PLA code will take precedence. The code will only be placed in the PLA section. The accuracy of a PLA code is to be maintained by the original applicant, or the current owner of the test kit or laboratory performing the proprietary test. A new PLA code is required when: 1. Additional nucleic acid (DNA or RNA) and/or protein analysis(es) are added to the current PLA test, or 2. The name of the PLA test has changed in association with changes in test performance or test characteristics. The addition or modification of the therapeutic applications of the test require submission of a code change application, but it may not require a new code number. | 0001U-0599U | https://www.aapc.com/codes/cpt-codes/0362U | 2025-10-27T18:18:52.420587Z
0363U | Oncology (urothelial), mRNA, gene-expression profiling by real-time quantitative PCR of 5 genes (MDK, HOXA13, CDC2 [CDK1], IGFBP5, and CXCR2), utilizing urine, algorithm incorporates age, sex, smoking history, and macrohematuria frequency, reported as a risk score for having urothelial carcinoma | This is a Proprietary Laboratory Analyses (PLA) code, meaning that the code applies to only one unique lab test made by a specific manufacturer or performed by a specific lab. Report 0363U only for Cxbladder™ Triage from Pacific Edge Diagnostics USA Ltd. The test uses a urine specimen to evaluate gene expression, or activity, of five genes listed in the code. Along with patient clinical data, the test includes an algorithmic analysis to report the probability that the patient has urothelial (bladder) cancer. Explanation The lab analyst performs the technical lab test using a urine specimen to evaluate expression, or activity, of the genes listed in the code using real–time polymerase chain reaction (PCR), which monitors amplification of targeted mRNA. This is a multianalyte assay with algorithmic analysis (MAAA), which includes the analytical services to produce test results and uses those results plus patient data for an algorithmic analysis that reports the findings as a probability or risk score. The 0363U test uses the gene expression profile from the urine specimen plus clinical information such as age, sex, smoking history, and macrohematuria frequency, and the algorithmic analysis reports the probability that the patient has urothelial (bladder) cancer. Clinicians may order this test to accurately identify patients with blood in the urine (hematuria) who have a low probability of bladder cancer. The 0363U results may allow clinicians to avoid a more extensive and invasive urological evaluation. Terminology Gene expression: The two–step process by which cells generate messenger RNA (mRNA) from a DNA template (transcription), then generate a protein from the mRNA template (translation). Polymerase chain reaction (PCR): A rapid technique for making more copies (amplifying) of a DNA or RNA sequence used in the laboratory. Real–time polymerase chain reaction (real–time PCR): A laboratory technique that monitors the progress of a PCR reaction in real time and allows quantification (counting) of PCR product (DNA, cDNA, or RNA) from a relatively small amount; sometimes called quantitative PCR (qPCR). Ribonucleic acid (RNA): One of the essential building blocks of life, along with deoxyribonucleic acid (DNA) and proteins; RNA acts as a messenger (mRNA), carrying genetic information from DNA to proteins, helps regulate cellular processes, and, like enzymes, can speed up chemical reactions; RNA, rather than DNA, carries genetic information in some important viruses. Tips Use this code only for the appropriate proprietary test; report one unit of this code for a single specimen analyzed on a single date of service. Additional Info “U” codes are included in the CPT® code set to identify specific proprietary laboratory analyses (PLA) tests. PLA codes take precedence over the usual 80000 series codes for laboratory/pathology. Use this code only for the above–described test; do not report this test using any other CPT® code. PLA code descriptors follow existing code conventions when possible, and lab techniques used include multianalyte assays with algorithmic analyses (MAAA) and genomic sequencing procedures (GSP), among others. Read Less | Range Specific Guideline Proprietary laboratory analyses (PLA) codes describe proprietary clinical laboratory analyses and can be either provided by a single ("sole-source") laboratory or licensed or marketed to multiple providing laboratories (eg, cleared or approved by the Food and Drug Administration [FDA]). This subsection includes advanced diagnostic laboratory tests (ADLTs) and clinical diagnostic laboratory tests (CDLTs), as defined under the Protecting Access to Medicare Act (PAMA) of 2014. These analyses may include a range of medical laboratory tests including, but not limited to, multianalyte assays with algorithmic analyses (MAAA) and genomic sequencing procedures (GSP). The descriptor nomenclature follows, where possible, existing code conventions (eg, MAAA, GSP). Unless specifically noted, even though the Proprietary Laboratory Analyses section of the code set is located at the end of the Pathology and Laboratory section of the code set, a PLA code does not fulfill Category I code criteria. PLA codes are not required to fulfill the Category I criteria. The standards for inclusion in the PLA section are: The test must be commercially available in the United States for use on human specimens and The clinical laboratory or manufacturer that offers the test must request the code. For similar laboratory analyses that fulfill Category I criteria, see codes listed in the numeric 80000 series. When a PLA code is available to report a given proprietary laboratory service, that PLA code takes precedence. The service should not be reported with any other CPT® code(s) and other CPT® code(s) should not be used to report services that may be reported with that specific PLA code. These codes encompass all analytical services required for the analysis (eg, cell lysis, nucleic acid stabilization, extraction, digestion, amplification, hybridization and detection). For molecular analyses, additional procedures that are required prior to cell lysis (eg, microdissection [codes 88380 and 88381]) may be reported separately. Codes in this subsection are released on a quarterly basis to expedite dissemination for reporting. PLA codes will be published electronically on the AMA CPT® website (ama-assn.org/cpt-pla-codes), distributed via CPT® data files on a quarterly basis, and, at a minimum, made available in print annually in the CPT® codebook. See the Introduction section of the CPT® code set for a complete list of the dates of release and implementation. All codes that are included in this section are also included in Appendix O, with the procedure's proprietary name. In order to report a PLA code, the analysis performed must fulfill the code descriptor and must be the test represented by the proprietary name listed in Appendix O. In some instances, the descriptor language of PLA codes may be identical and the code may only be differentiated by the listed proprietary name in Appendix O. When more than one PLA has an identical descriptor, the codes will be denoted by the symbol "â™“." All PLA tests will have assigned codes in the PLA section of the code set. Any PLA coded test(s) that satisfies Category I criteria and has been accepted by the CPT® Editorial Panel will be designated by the addition of the symbol "^" to the existing PLA code and will remain in the PLA section of the code set. If a proprietary test has already been accepted for a Category I code and a code has not been published, subsequent application for a PLA code will take precedence. The code will only be placed in the PLA section. The accuracy of a PLA code is to be maintained by the original applicant, or the current owner of the test kit or laboratory performing the proprietary test. A new PLA code is required when: 1. Additional nucleic acid (DNA or RNA) and/or protein analysis(es) are added to the current PLA test, or 2. The name of the PLA test has changed in association with changes in test performance or test characteristics. The addition or modification of the therapeutic applications of the test require submission of a code change application, but it may not require a new code number. | 0001U-0599U | https://www.aapc.com/codes/cpt-codes/0363U | 2025-10-27T18:19:10.455184Z
0364U | Oncology (hematolymphoid neoplasm), genomic sequence analysis using multiplex (PCR) and next-generation sequencing with algorithm, quantification of dominant clonal sequence(s), reported as presence or absence of minimal residual disease (MRD) with quantitation of disease burden, when appropriate | This is a Proprietary Laboratory Analyses (PLA) code, meaning that the code applies to only one unique lab test made by a specific manufacturer or performed by a specific lab. Report 0364U only for clonoSEQ® Assay from Adaptive Biotechnologies. The test analyzes a blood or bone marrow specimen from a hematolymphoid (blood/lymph) cancer patient using next generation sequencing (NGS) to track the levels of specific (clonal) DNA sequences related to the cancer. Repeating the test allows clinicians to determine whether the patient has remaining cancer cells, called minimal residual disease (MRD), during and after treatment. Explanation The lab analyst processes a blood or bone marrow specimen to extract DNA and identify altered gene sequences from immune cell receptors. These altered sequences are the clonal DNA sequences specific to the patient’s cancer. The test uses polymerase chain reaction (PCR) to amplify (increase the number of) altered immune receptor gene sequences and uses next generation sequencing (NGS) with an algorithm to quantify the dominant clonal sequences. NGS uses an automated instrument that can simultaneously determine the order of DNA or RNA nucleotides in many genes and uses bioinformatics to interpret the results. The first time the lab performs this test, the analysis generates a “Clonality ID Report,” which identifies the cancer–related dominant clonal DNA sequences found in a patient specimen. Subsequent, separately reportable tests repeat the procedure, but compare the findings to the original test to generate the MRD Tracking Report, which indicates whether the patient has remaining cells of the clonal cancer, called minimal residual disease (MRD). Clinicians may order this test for patients with several hematolymphoid cancers, such as B–cell acute lymphoblastic leukemia (ALL), multiple myeloma (MM), or chronic lymphocytic leukemia (CLL). The clinician will order repeat tests, with the initial test identifying the specific mutations associated with the patient’s cancer (clonal identification). During and following treatment, the clinician may order separately reportable repeat tests, which compare findings to the original test to determine if the patient still has the same type of cancer cells present. Terminology Algorithm: A specific set of step–by–step calculations using defined inputs at each step to produce a useful output; for multianalyte assays with algorithmic analyses (MAAA), the output involves some sort of diagnostic or prognostic information about treatment options or disease outcomes. Bioinformatics: Discipline used to gather, store, and evaluate biological data, such as gene sequences, using computer systems. Bone marrow: The spongy tissue inside the large bones; it is the place where new blood cells are produced. Deoxyribonucleic acid (DNA): A form of nucleic acid that consists of a sequence of specific biological chemicals (nucleotides) which carry genetic information. Gene: Specific nucleic acid sequence associated with a unique function in the body such as production of a specific protein. Mutation: An alteration in a deoxyribonucleic acid (DNA) sequence that may lead to pathologic changes in the organism. Minimal residual disease (MRD): Low level of cancer cells remaining in the body following cancer treatment. Neoplasm: An abnormal mass or other tissue growth that can be benign or cancerous. Next–generation sequencing (NGS): A general term for a number of different modern DNA and RNA sequencing technologies that are quicker and cheaper than the previous methods; also known as high–throughput sequencing. Nucleotides: Biochemicals — sometimes called “bases” — that form the building blocks of nucleic acids, DNA and RNA; DNA is made up of four bases: adenine (A), cytosine (C), guanine (G), and thymine (T), while RNA uses uracil (U) in place of T; each base will pair with only one specific “complementary” base when forming DNA or RNA strands. Polymerase chain reaction (PCR): A rapid technique for making more copies (amplifying) of a DNA or RNA sequence used in the laboratory. Tips Use this code only for the appropriate proprietary test; report one unit of this code for a single specimen analyzed on a single date of service. Some payers may pay separately for collecting the specimen. Additional Info “U” codes are included in the CPT® code set to identify specific proprietary laboratory analyses (PLA) tests. PLA codes take precedence over the usual 80000 series codes for laboratory/pathology. Use this code only for the above–described test; do not report this test using any other CPT® code. PLA code descriptors follow existing code conventions when possible, and lab techniques used include multianalyte assays with algorithmic analyses (MAAA) and genomic sequencing procedures (GSP), among others. Read Less | Range Specific Guideline Proprietary laboratory analyses (PLA) codes describe proprietary clinical laboratory analyses and can be either provided by a single ("sole-source") laboratory or licensed or marketed to multiple providing laboratories (eg, cleared or approved by the Food and Drug Administration [FDA]). This subsection includes advanced diagnostic laboratory tests (ADLTs) and clinical diagnostic laboratory tests (CDLTs), as defined under the Protecting Access to Medicare Act (PAMA) of 2014. These analyses may include a range of medical laboratory tests including, but not limited to, multianalyte assays with algorithmic analyses (MAAA) and genomic sequencing procedures (GSP). The descriptor nomenclature follows, where possible, existing code conventions (eg, MAAA, GSP). Unless specifically noted, even though the Proprietary Laboratory Analyses section of the code set is located at the end of the Pathology and Laboratory section of the code set, a PLA code does not fulfill Category I code criteria. PLA codes are not required to fulfill the Category I criteria. The standards for inclusion in the PLA section are: The test must be commercially available in the United States for use on human specimens and The clinical laboratory or manufacturer that offers the test must request the code. For similar laboratory analyses that fulfill Category I criteria, see codes listed in the numeric 80000 series. When a PLA code is available to report a given proprietary laboratory service, that PLA code takes precedence. The service should not be reported with any other CPT® code(s) and other CPT® code(s) should not be used to report services that may be reported with that specific PLA code. These codes encompass all analytical services required for the analysis (eg, cell lysis, nucleic acid stabilization, extraction, digestion, amplification, hybridization and detection). For molecular analyses, additional procedures that are required prior to cell lysis (eg, microdissection [codes 88380 and 88381]) may be reported separately. Codes in this subsection are released on a quarterly basis to expedite dissemination for reporting. PLA codes will be published electronically on the AMA CPT® website (ama-assn.org/cpt-pla-codes), distributed via CPT® data files on a quarterly basis, and, at a minimum, made available in print annually in the CPT® codebook. See the Introduction section of the CPT® code set for a complete list of the dates of release and implementation. All codes that are included in this section are also included in Appendix O, with the procedure's proprietary name. In order to report a PLA code, the analysis performed must fulfill the code descriptor and must be the test represented by the proprietary name listed in Appendix O. In some instances, the descriptor language of PLA codes may be identical and the code may only be differentiated by the listed proprietary name in Appendix O. When more than one PLA has an identical descriptor, the codes will be denoted by the symbol "â™“." All PLA tests will have assigned codes in the PLA section of the code set. Any PLA coded test(s) that satisfies Category I criteria and has been accepted by the CPT® Editorial Panel will be designated by the addition of the symbol "^" to the existing PLA code and will remain in the PLA section of the code set. If a proprietary test has already been accepted for a Category I code and a code has not been published, subsequent application for a PLA code will take precedence. The code will only be placed in the PLA section. The accuracy of a PLA code is to be maintained by the original applicant, or the current owner of the test kit or laboratory performing the proprietary test. A new PLA code is required when: 1. Additional nucleic acid (DNA or RNA) and/or protein analysis(es) are added to the current PLA test, or 2. The name of the PLA test has changed in association with changes in test performance or test characteristics. The addition or modification of the therapeutic applications of the test require submission of a code change application, but it may not require a new code number. | 0001U-0599U | https://www.aapc.com/codes/cpt-codes/0364U | 2025-10-27T18:19:28.653454Z
0365U | Oncology (bladder), 10 protein biomarkers (A1AT, ANG, APOE, CA9, IL8, MMP9, MMP10, PAI1, SDC1 and VEGFA), by immunoassays, urine, diagnostic algorithm, including patient's age, race and gender, reported as a probability of harboring urothelial cancer | This is a Proprietary Laboratory Analyses (PLA) code, meaning that the code describes only one unique lab test made by a specific manufacturer or performed by a specific lab. Report 0365U only for Oncuria® Detect from DiaCarta Clinical Lab, DiaCarta Inc. Using immunoassay technique, the test evaluates a urine specimen for the levels of 10 protein biomarkers listed in the code and performs an algorithmic analysis to report the probability that the patient is harboring urothelial cancer. Explanation This code represents Oncuria® Detect from DiaCarta Clinical Lab, DiaCarta Inc. The lab analyst processes a urine specimen, adding it to a test plate containing tiny antibody–coated beads that can react with antigens from 10 specific protein biomarkers, A1AT, ANG, APOE, CA9, IL8, MMP9, MMP10, PAI1, SDC1, and VEGFA, that may be present in the patient specimen. Plates are read on an analyzer for this multiplex immunoassay. This is a multianalyte assay with algorithmic analysis (MAAA), which includes the analytical services to produce test results, and uses those results plus patient data for an algorithmic analysis that reports the findings as a probability or risk score. This test uses the concentrations of the 10 protein biomarkers, combined with clinical data such as patient age, race, and gender, for a diagnostic algorithmic analysis to report the probability that the patient is harboring urothelial cancer, which starts in the urothelium, tissue that lines the bladder, kidneys and other parts of the urinary system. Clinicians may order this test for patients with no history of bladder cancer and no chronic kidney disease who are experiencing hematuria (blood in urine) to aid in early detection of bladder cancer. Terminology Algorithm: A specific set of step–by–step calculations using defined inputs at each step to produce a useful output; for multianalyte assays with algorithmic analyses (MAAA), the output involves some sort of diagnostic or prognostic information about treatment options or disease outcomes. Antibody: A protein produced by the body as an immune–system response to a specific antigen, such as a bacteria or foreign substance; lab tests may utilize reactions between antibodies and antigens to identify a substance in a patient specimen; may also be referred to as immunoglobulin. Biomarker, biological marker, biochemical marker: A measurable substance, such as an enzyme, protein, or gene, that is an indicator of a condition, disease, or normal or abnormal process. Hematuria: A condition of blood in the urine, either microscopic (not visible without magnification) or gross (visible with the naked eye). Immunoassay: A biochemical test that uses an antibody/antigen reaction to detect and possibly quantify a specific substance present in the specimen, such as blood. Multianalyte assays with algorithmic analyses (MAAA): A set of codes generally unique to a single clinical laboratory or manufacture; they typically list all the analytic and algorithmic analysis for a type of disease, such cancer; the type and number of analytes, such as proteins; the lab methods, such as immunoassay; the specimen type, such as blood; and the result type, such as prognostic risk score. Multiplex: Able to simultaneously evaluate multiple analytes in a single procedure. Tips Use this code only for the appropriate proprietary test; report one unit of this code for a single specimen analyzed on a single date of service. Additional Info “U” codes are included in the CPT® code set to identify specific proprietary laboratory analyses (PLA) tests. PLA codes take precedence over the usual 80000 series codes for laboratory/pathology. Use this code only for the above–described test; do not report this test using any other CPT® code. PLA code descriptors follow existing code conventions when possible, and lab techniques used include multianalyte assays with algorithmic analyses (MAAA) and genomic sequencing procedures (GSP), among others. Read Less | Range Specific Guideline Proprietary laboratory analyses (PLA) codes describe proprietary clinical laboratory analyses and can be either provided by a single ("sole-source") laboratory or licensed or marketed to multiple providing laboratories (eg, cleared or approved by the Food and Drug Administration [FDA]). This subsection includes advanced diagnostic laboratory tests (ADLTs) and clinical diagnostic laboratory tests (CDLTs), as defined under the Protecting Access to Medicare Act (PAMA) of 2014. These analyses may include a range of medical laboratory tests including, but not limited to, multianalyte assays with algorithmic analyses (MAAA) and genomic sequencing procedures (GSP). The descriptor nomenclature follows, where possible, existing code conventions (eg, MAAA, GSP). Unless specifically noted, even though the Proprietary Laboratory Analyses section of the code set is located at the end of the Pathology and Laboratory section of the code set, a PLA code does not fulfill Category I code criteria. PLA codes are not required to fulfill the Category I criteria. The standards for inclusion in the PLA section are: The test must be commercially available in the United States for use on human specimens and The clinical laboratory or manufacturer that offers the test must request the code. For similar laboratory analyses that fulfill Category I criteria, see codes listed in the numeric 80000 series. When a PLA code is available to report a given proprietary laboratory service, that PLA code takes precedence. The service should not be reported with any other CPT® code(s) and other CPT® code(s) should not be used to report services that may be reported with that specific PLA code. These codes encompass all analytical services required for the analysis (eg, cell lysis, nucleic acid stabilization, extraction, digestion, amplification, hybridization and detection). For molecular analyses, additional procedures that are required prior to cell lysis (eg, microdissection [codes 88380 and 88381]) may be reported separately. Codes in this subsection are released on a quarterly basis to expedite dissemination for reporting. PLA codes will be published electronically on the AMA CPT® website (ama-assn.org/cpt-pla-codes), distributed via CPT® data files on a quarterly basis, and, at a minimum, made available in print annually in the CPT® codebook. See the Introduction section of the CPT® code set for a complete list of the dates of release and implementation. All codes that are included in this section are also included in Appendix O, with the procedure's proprietary name. In order to report a PLA code, the analysis performed must fulfill the code descriptor and must be the test represented by the proprietary name listed in Appendix O. In some instances, the descriptor language of PLA codes may be identical and the code may only be differentiated by the listed proprietary name in Appendix O. When more than one PLA has an identical descriptor, the codes will be denoted by the symbol "â™“." All PLA tests will have assigned codes in the PLA section of the code set. Any PLA coded test(s) that satisfies Category I criteria and has been accepted by the CPT® Editorial Panel will be designated by the addition of the symbol "^" to the existing PLA code and will remain in the PLA section of the code set. If a proprietary test has already been accepted for a Category I code and a code has not been published, subsequent application for a PLA code will take precedence. The code will only be placed in the PLA section. The accuracy of a PLA code is to be maintained by the original applicant, or the current owner of the test kit or laboratory performing the proprietary test. A new PLA code is required when: 1. Additional nucleic acid (DNA or RNA) and/or protein analysis(es) are added to the current PLA test, or 2. The name of the PLA test has changed in association with changes in test performance or test characteristics. The addition or modification of the therapeutic applications of the test require submission of a code change application, but it may not require a new code number. | 0001U-0599U | https://www.aapc.com/codes/cpt-codes/0365U | 2025-10-27T18:19:46.786294Z
0366U | Oncology (bladder), analysis of 10 protein biomarkers (A1AT, ANG, APOE, CA9, IL8, MMP9, MMP10, PAI1, SDC1, and VEGFA) by immunoassays, urine, algorithm reported as a probability of recurrent bladder cancer | This is a Proprietary Laboratory Analyses (PLA) code, meaning that the code describes only one unique lab test made by a specific manufacturer or performed by a specific lab. Report 0366U only for Oncuria® Monitor from DiaCarta Clinical Lab, DiaCarta Inc. Using immunoassay technique, the test evaluates a urine specimen for the levels of 10 protein biomarkers listed in the code and performs an algorithmic analysis to report the probability that a patient with prior bladder cancer has a recurrence of the cancer. Explanation The lab analyst processes a urine specimen, adding it to a test plate containing tiny antibody–coated beads that can react with antigens from 10 specific protein biomarkers, A1AT, ANG, APOE, CA9, IL8, MMP9, MMP10, PAI1, SDC1, and VEGFA, that may be present in the patient specimen. Plates are read on a Luminex analyzer for this multiplex immunoassay. This is a multianalyte assay with algorithmic analysis (MAAA), which includes the analytical services to produce test results, and uses those results plus patient data for an algorithmic analysis that reports the findings as a probability or risk score. This test uses the concentrations of the 10 protein biomarkers, combined with clinical data such as patient age, race, and gender, for an algorithmic analysis to report the probability that the patient has a recurrence of bladder cancer. Clinicians may order this as a noninvasive test for patients with a history of bladder cancer and no chronic kidney disease who are on tumor surveillance protocols to aid in detection of bladder cancer recurrence. Terminology Algorithm: A specific set of step–by–step calculations using defined inputs at each step to produce a useful output; for multianalyte assays with algorithmic analyses (MAAA), the output involves some sort of diagnostic or prognostic information about treatment options or disease outcomes. Antibody: A protein produced by the body as an immune–system response to a specific antigen, such as a bacteria or foreign substance; lab tests may utilize reactions between antibodies and antigens to identify a substance in a patient specimen; may also be referred to as immunoglobulin. Biomarker, biological marker, biochemical marker: A measurable substance, such as an enzyme, protein, or gene, that is an indicator of a condition, disease, or normal or abnormal process. Immunoassay: A biochemical test that uses an antibody/antigen reaction to detect and possibly quantify a specific substance present in the specimen, such as blood. Multianalyte assays with algorithmic analyses (MAAA): A set of codes generally unique to a single clinical laboratory or manufacture; they typically list all the analytic and algorithmic analysis for a type of disease, such cancer; the type and number of analytes, such as proteins; the lab methods, such as immunoassay; the specimen type, such as blood; and the result type, such as prognostic risk score. Multiplex: Able to simultaneously evaluate multiple analytes in a single procedure. Tips Use this code only for the appropriate proprietary test; report one unit of this code for a single specimen analyzed on a single date of service. Additional Info “U” codes are included in the CPT® code set to identify specific proprietary laboratory analyses (PLA) tests. PLA codes take precedence over the usual 80000 series codes for laboratory/pathology. Use this code only for the above–described test; do not report this test using any other CPT® code. PLA code descriptors follow existing code conventions when possible, and lab techniques used include multianalyte assays with algorithmic analyses (MAAA) and genomic sequencing procedures (GSP), among others. Read Less | Range Specific Guideline Proprietary laboratory analyses (PLA) codes describe proprietary clinical laboratory analyses and can be either provided by a single ("sole-source") laboratory or licensed or marketed to multiple providing laboratories (eg, cleared or approved by the Food and Drug Administration [FDA]). This subsection includes advanced diagnostic laboratory tests (ADLTs) and clinical diagnostic laboratory tests (CDLTs), as defined under the Protecting Access to Medicare Act (PAMA) of 2014. These analyses may include a range of medical laboratory tests including, but not limited to, multianalyte assays with algorithmic analyses (MAAA) and genomic sequencing procedures (GSP). The descriptor nomenclature follows, where possible, existing code conventions (eg, MAAA, GSP). Unless specifically noted, even though the Proprietary Laboratory Analyses section of the code set is located at the end of the Pathology and Laboratory section of the code set, a PLA code does not fulfill Category I code criteria. PLA codes are not required to fulfill the Category I criteria. The standards for inclusion in the PLA section are: The test must be commercially available in the United States for use on human specimens and The clinical laboratory or manufacturer that offers the test must request the code. For similar laboratory analyses that fulfill Category I criteria, see codes listed in the numeric 80000 series. When a PLA code is available to report a given proprietary laboratory service, that PLA code takes precedence. The service should not be reported with any other CPT® code(s) and other CPT® code(s) should not be used to report services that may be reported with that specific PLA code. These codes encompass all analytical services required for the analysis (eg, cell lysis, nucleic acid stabilization, extraction, digestion, amplification, hybridization and detection). For molecular analyses, additional procedures that are required prior to cell lysis (eg, microdissection [codes 88380 and 88381]) may be reported separately. Codes in this subsection are released on a quarterly basis to expedite dissemination for reporting. PLA codes will be published electronically on the AMA CPT® website (ama-assn.org/cpt-pla-codes), distributed via CPT® data files on a quarterly basis, and, at a minimum, made available in print annually in the CPT® codebook. See the Introduction section of the CPT® code set for a complete list of the dates of release and implementation. All codes that are included in this section are also included in Appendix O, with the procedure's proprietary name. In order to report a PLA code, the analysis performed must fulfill the code descriptor and must be the test represented by the proprietary name listed in Appendix O. In some instances, the descriptor language of PLA codes may be identical and the code may only be differentiated by the listed proprietary name in Appendix O. When more than one PLA has an identical descriptor, the codes will be denoted by the symbol "â™“." All PLA tests will have assigned codes in the PLA section of the code set. Any PLA coded test(s) that satisfies Category I criteria and has been accepted by the CPT® Editorial Panel will be designated by the addition of the symbol "^" to the existing PLA code and will remain in the PLA section of the code set. If a proprietary test has already been accepted for a Category I code and a code has not been published, subsequent application for a PLA code will take precedence. The code will only be placed in the PLA section. The accuracy of a PLA code is to be maintained by the original applicant, or the current owner of the test kit or laboratory performing the proprietary test. A new PLA code is required when: 1. Additional nucleic acid (DNA or RNA) and/or protein analysis(es) are added to the current PLA test, or 2. The name of the PLA test has changed in association with changes in test performance or test characteristics. The addition or modification of the therapeutic applications of the test require submission of a code change application, but it may not require a new code number. | 0001U-0599U | https://www.aapc.com/codes/cpt-codes/0366U | 2025-10-27T18:20:04.768729Z
0367U | Oncology (bladder), analysis of 10 protein biomarkers (A1AT, ANG, APOE, CA9, IL8, MMP9, MMP10, PAI1, SDC1, and VEGFA) by immunoassays, urine, diagnostic algorithm reported as a risk score for probability of rapid recurrence of recurrent or persistent cancer following transurethral resection | This is a Proprietary Laboratory Analyses (PLA) code, meaning that the code describes only one unique lab test made by a specific manufacturer or performed by a specific lab. Report 0367U only for Oncuria® Predict from DiaCarta Clinical Lab, DiaCarta Inc. Using immunoassay technique, the test evaluates a urine specimen for the levels of 10 protein biomarkers listed in the code and performs an algorithmic analysis to report a risk score for the likelihood that the patient will experience rapid recurrence of recurrent or persistent cancer following transurethral resection or biopsy of a bladder cancer tumor. Explanation The lab analyst processes a urine specimen, adding it to a test plate containing tiny antibody–coated beads that can react with antigens from 10 specific protein biomarkers, A1AT, ANG, APOE, CA9, IL8, MMP9, MMP10, PAI1, SDC1, and VEGFA, that may be present in the patient specimen. Plates are read on a Luminex analyzer for this multiplex immunoassay. This is a multianalyte assay with algorithmic analysis (MAAA), which includes the analytical services to produce test results, and uses those results plus patient data for an algorithmic analysis that reports the findings as a probability or risk score. This test uses the concentrations of the 10 protein biomarkers, combined with clinical data such as patient age, race, and gender, for an algorithmic analysis to report a risk score for the likelihood that the patient will experience rapid recurrence of persistent or recurrent cancer following transurethral resection or biopsy of a bladder cancer tumor. Clinicians may order this test for patients who do not have chronic kidney disease and have undergone transurethral resection or biopsy of a bladder tumor diagnosed as high– or intermediate–risk nonmuscular invasive bladder cancer. The test report of the probability of rapid recurrence of tumor can aid the clinician in predicting the patient response to treatment with Bacillus Calmette–Guerin (BCG) immunotherapy, which prompts the immune system to attack the bladder cancer. Terminology Algorithm: A specific set of step–by–step calculations using defined inputs at each step to produce a useful output; for multianalyte assays with algorithmic analyses (MAAA), the output involves some sort of diagnostic or prognostic information about treatment options or disease outcomes. Antibody: A protein produced by the body as an immune–system response to a specific antigen, such as a bacteria or foreign substance; lab tests may utilize reactions between antibodies and antigens to identify a substance in a patient specimen; may also be referred to as immunoglobulin. Biomarker, biological marker, biochemical marker: A measurable substance, such as an enzyme, protein, or gene, that is an indicator of a condition, disease, or normal or abnormal process. Immunoassay: A biochemical test that uses an antibody/antigen reaction to detect and possibly quantify a specific substance present in the specimen, such as blood. Multianalyte assays with algorithmic analyses (MAAA): A set of codes generally unique to a single clinical laboratory or manufacture; they typically list all the analytic and algorithmic analysis for a type of disease, such cancer; the type and number of analytes, such as proteins; the lab methods, such as immunoassay; the specimen type, such as blood; and the result type, such as prognostic risk score. Multiplex: Able to simultaneously evaluate multiple analytes in a single procedure. Transurethral resection of bladder tumors (TURBT): A surgical procedure to remove tumors in the bladder using instruments inserted through a cystoscope placed through the urethra. Urethra: Canal that conveys urine out of the body from the bladder. Tips Use this code only for the appropriate proprietary test; report one unit of this code for a single specimen analyzed on a single date of service. Additional Info “U” codes are included in the CPT® code set to identify specific proprietary laboratory analyses (PLA) tests. PLA codes take precedence over the usual 80000 series codes for laboratory/pathology. Use this code only for the above–described test; do not report this test using any other CPT® code. PLA code descriptors follow existing code conventions when possible, and lab techniques used include multianalyte assays with algorithmic analyses (MAAA) and genomic sequencing procedures (GSP), among others. Read Less | Range Specific Guideline Proprietary laboratory analyses (PLA) codes describe proprietary clinical laboratory analyses and can be either provided by a single ("sole-source") laboratory or licensed or marketed to multiple providing laboratories (eg, cleared or approved by the Food and Drug Administration [FDA]). This subsection includes advanced diagnostic laboratory tests (ADLTs) and clinical diagnostic laboratory tests (CDLTs), as defined under the Protecting Access to Medicare Act (PAMA) of 2014. These analyses may include a range of medical laboratory tests including, but not limited to, multianalyte assays with algorithmic analyses (MAAA) and genomic sequencing procedures (GSP). The descriptor nomenclature follows, where possible, existing code conventions (eg, MAAA, GSP). Unless specifically noted, even though the Proprietary Laboratory Analyses section of the code set is located at the end of the Pathology and Laboratory section of the code set, a PLA code does not fulfill Category I code criteria. PLA codes are not required to fulfill the Category I criteria. The standards for inclusion in the PLA section are: The test must be commercially available in the United States for use on human specimens and The clinical laboratory or manufacturer that offers the test must request the code. For similar laboratory analyses that fulfill Category I criteria, see codes listed in the numeric 80000 series. When a PLA code is available to report a given proprietary laboratory service, that PLA code takes precedence. The service should not be reported with any other CPT® code(s) and other CPT® code(s) should not be used to report services that may be reported with that specific PLA code. These codes encompass all analytical services required for the analysis (eg, cell lysis, nucleic acid stabilization, extraction, digestion, amplification, hybridization and detection). For molecular analyses, additional procedures that are required prior to cell lysis (eg, microdissection [codes 88380 and 88381]) may be reported separately. Codes in this subsection are released on a quarterly basis to expedite dissemination for reporting. PLA codes will be published electronically on the AMA CPT® website (ama-assn.org/cpt-pla-codes), distributed via CPT® data files on a quarterly basis, and, at a minimum, made available in print annually in the CPT® codebook. See the Introduction section of the CPT® code set for a complete list of the dates of release and implementation. All codes that are included in this section are also included in Appendix O, with the procedure's proprietary name. In order to report a PLA code, the analysis performed must fulfill the code descriptor and must be the test represented by the proprietary name listed in Appendix O. In some instances, the descriptor language of PLA codes may be identical and the code may only be differentiated by the listed proprietary name in Appendix O. When more than one PLA has an identical descriptor, the codes will be denoted by the symbol "â™“." All PLA tests will have assigned codes in the PLA section of the code set. Any PLA coded test(s) that satisfies Category I criteria and has been accepted by the CPT® Editorial Panel will be designated by the addition of the symbol "^" to the existing PLA code and will remain in the PLA section of the code set. If a proprietary test has already been accepted for a Category I code and a code has not been published, subsequent application for a PLA code will take precedence. The code will only be placed in the PLA section. The accuracy of a PLA code is to be maintained by the original applicant, or the current owner of the test kit or laboratory performing the proprietary test. A new PLA code is required when: 1. Additional nucleic acid (DNA or RNA) and/or protein analysis(es) are added to the current PLA test, or 2. The name of the PLA test has changed in association with changes in test performance or test characteristics. The addition or modification of the therapeutic applications of the test require submission of a code change application, but it may not require a new code number. | 0001U-0599U | https://www.aapc.com/codes/cpt-codes/0367U | 2025-10-27T18:20:22.941023Z
0368U | Oncology (colorectal cancer), evaluation for mutations of APC, BRAF, CTNNB1, KRAS, NRAS, PIK3CA, SMAD4, and TP53, and methylation markers (MYO1G, KCNQ5, C9ORF50, FLI1, CLIP4, ZNF132, and TWIST1), multiplex quantitative polymerase chain reaction (qPCR), circulating cell-free DNA (cfDNA), plasma, report of risk score for advanced adenoma or colorectal cancer | This is a Proprietary Laboratory Analyses (PLA) code, meaning that the code describes only one unique lab test made by a specific manufacturer or performed by a specific lab. Report 0368U only for ColoScapeTM from DiaCarta Clinical Lab, DiaCarta Inc. The test evaluates a plasma specimen for eight gene mutations and seven gene methylation markers from circulating cell–free DNA (cfDNA) using quantitative polymerase chain reaction (qPCR) methodology. The test includes an algorithmic analysis of findings to report a risk score for colorectal cancer or advanced adenoma. Explanation The lab analyst processes the plasma specimen using the ColoScapeTM test kit that can run on real–time (quantitative) polymerase chain reaction (qPCR) platforms found in many labs. The kit uses proprietary XNA–based clamping technology to selectively amplify (increase the number of) select DNA sequences in eight genes and seven methylation markers listed in the code, which are associated with colorectal cancer. XNAs are artificial nucleic acids. This is a multianalyte assay with algorithmic analysis (MAAA), which includes the analytical services to produce test results, and uses those results plus patient data for an algorithmic analysis that reports the findings as a probability or risk score. This test includes an algorithmic analysis of DNA findings and patient data to report a risk score for colorectal cancer or advanced adenoma. As a noninvasive “liquid biopsy” that identifies mutations present in circulating cell–free DNA (cfDNA) from a plasma specimen, clinicians may use this as a highly sensitive test for colorectal cancer detection, or to evaluate targeted therapy options for a patient with colorectal cancer or adenoma. Terminology Adenoma: Benign tumor of a glandular structure; adenomas may evolve into malignant tumors and are, therefore, considered precancerous. Cell–free DNA (cfDNA): Nonencapsulated DNA in the form of nucleic acid fragments that enter the bloodstream during apoptosis (programmed, or normal, cell death) or necrosis (cell death due to loss of blood supply from injury, radiation, or chemicals). Colorectal cancer: Pertaining to cancers of the colon (large intestine) and the rectum (the distal portion of the large intestines or bowel). Liquid biopsy: Blood test to find biomarkers or bits of nucleic acids or cancer cells that break off from a tumor and circulate in the blood; may be useful for finding early–stage cancer. Methylation analysis: Analysis of DNA patterns following attachment of methyl groups to cytosine bases to indicate the presence or absence of genetic changes related to a disease. Multianalyte assays with algorithmic analyses (MAAA): A set of codes generally unique to a single clinical laboratory or manufacture; they typically list all the analytic and algorithmic analysis for a type of disease, such cancer; the type and number of analytes, such as proteins; the lab methods, such as immunoassay; the specimen type, such as blood; and the result type, such as prognostic risk score. Mutation: An alteration in a nucleic acid (DNA or RNA) sequence that may lead to pathologic changes in the organism. Plasma: The liquid portion of blood that typically suspends blood cells; plasma accounts for about 55 percent of blood volume and contains important components such as proteins, electrolytes, hormones, and coagulation factors. Real–time polymerase chain reaction (real–time PCR): A laboratory technique that monitors the progress of a PCR reaction in real time and allows quantification (counting) of PCR product (DNA, cDNA, or RNA) from a relatively small amount; sometimes called quantitative PCR (qPCR). Tips Use this code only for the appropriate proprietary test; report one unit of this code for a single specimen analyzed on a single date of service. Some payers may pay separately for specimen collection. Additional Info “U” codes are included in the CPT® code set to identify specific proprietary laboratory analyses (PLA) tests. PLA codes take precedence over the usual 80000 series codes for laboratory/pathology. Use this code only for the above–described test; do not report this test using any other CPT® code. PLA code descriptors follow existing code conventions when possible, and lab techniques used include multianalyte assays with algorithmic analyses (MAAA) and genomic sequencing procedures (GSP), among others. Read Less | Range Specific Guideline Proprietary laboratory analyses (PLA) codes describe proprietary clinical laboratory analyses and can be either provided by a single ("sole-source") laboratory or licensed or marketed to multiple providing laboratories (eg, cleared or approved by the Food and Drug Administration [FDA]). This subsection includes advanced diagnostic laboratory tests (ADLTs) and clinical diagnostic laboratory tests (CDLTs), as defined under the Protecting Access to Medicare Act (PAMA) of 2014. These analyses may include a range of medical laboratory tests including, but not limited to, multianalyte assays with algorithmic analyses (MAAA) and genomic sequencing procedures (GSP). The descriptor nomenclature follows, where possible, existing code conventions (eg, MAAA, GSP). Unless specifically noted, even though the Proprietary Laboratory Analyses section of the code set is located at the end of the Pathology and Laboratory section of the code set, a PLA code does not fulfill Category I code criteria. PLA codes are not required to fulfill the Category I criteria. The standards for inclusion in the PLA section are: The test must be commercially available in the United States for use on human specimens and The clinical laboratory or manufacturer that offers the test must request the code. For similar laboratory analyses that fulfill Category I criteria, see codes listed in the numeric 80000 series. When a PLA code is available to report a given proprietary laboratory service, that PLA code takes precedence. The service should not be reported with any other CPT® code(s) and other CPT® code(s) should not be used to report services that may be reported with that specific PLA code. These codes encompass all analytical services required for the analysis (eg, cell lysis, nucleic acid stabilization, extraction, digestion, amplification, hybridization and detection). For molecular analyses, additional procedures that are required prior to cell lysis (eg, microdissection [codes 88380 and 88381]) may be reported separately. Codes in this subsection are released on a quarterly basis to expedite dissemination for reporting. PLA codes will be published electronically on the AMA CPT® website (ama-assn.org/cpt-pla-codes), distributed via CPT® data files on a quarterly basis, and, at a minimum, made available in print annually in the CPT® codebook. See the Introduction section of the CPT® code set for a complete list of the dates of release and implementation. All codes that are included in this section are also included in Appendix O, with the procedure's proprietary name. In order to report a PLA code, the analysis performed must fulfill the code descriptor and must be the test represented by the proprietary name listed in Appendix O. In some instances, the descriptor language of PLA codes may be identical and the code may only be differentiated by the listed proprietary name in Appendix O. When more than one PLA has an identical descriptor, the codes will be denoted by the symbol "â™“." All PLA tests will have assigned codes in the PLA section of the code set. Any PLA coded test(s) that satisfies Category I criteria and has been accepted by the CPT® Editorial Panel will be designated by the addition of the symbol "^" to the existing PLA code and will remain in the PLA section of the code set. If a proprietary test has already been accepted for a Category I code and a code has not been published, subsequent application for a PLA code will take precedence. The code will only be placed in the PLA section. The accuracy of a PLA code is to be maintained by the original applicant, or the current owner of the test kit or laboratory performing the proprietary test. A new PLA code is required when: 1. Additional nucleic acid (DNA or RNA) and/or protein analysis(es) are added to the current PLA test, or 2. The name of the PLA test has changed in association with changes in test performance or test characteristics. The addition or modification of the therapeutic applications of the test require submission of a code change application, but it may not require a new code number. | 0001U-0599U | https://www.aapc.com/codes/cpt-codes/0368U | 2025-10-27T18:20:40.330218Z
0371U | Infectious agent detection by nucleic acid (DNA or RNA), genitourinary pathogen, semiquantitative identification, DNA from 16 bacterial organisms and 1 fungal organism, multiplex amplified probe technique via quantitative polymerase chain reaction (qPCR), urine | This is a Proprietary Laboratory Analyses (PLA) code, meaning that the code applies to only one unique lab test made by a specific manufacturer or performed by a specific lab. Report 0371U only for Qlear UTI from Lifescan Labs of Illinois, Thermo Fisher Scientific. The test evaluates a urine specimen using a multiplex amplified probe technique to detect whether any of one fungal or 16 bacterial organism(s) are present, which may cause urinary tract infections. Explanation The test evaluates a urine specimen using an automated platform such as a Thermo Fisher Scientific Applied Biosystems QuantStudio Real–Time PCR System. The procedure includes DNA extraction, quantitative real–time polymerase chain reaction (qPCR) to amplify (increase the number of) target genes, and detection of bacterial or fungal targets using nucleic acid probes for multiple organisms (multiplex probe). Specifically, the test compares the specimen to a library of infectious disease organisms: 16 bacterial and one fungal pathogen that may cause a urinary tract infection. Clinicians may order this test for male or female patients exhibiting symptoms of a urinary tract infection, such as urinary urgency, pain, odor, and cloudy or bloody appearance. The test results may be available in as little as five hours, compared to culture methods that may take a day or more. Terminology Amplification: Making more copies of a desired gene for study by processes such as polymerase chain reaction (PCR) or transcription of DNA to RNA and reverse transcription from RNA to make an additional copy of the DNA.? Deoxyribonucleic acid (DNA): A form of nucleic acid that consists of a sequence of specific biological chemicals (nucleotides) which carry genetic information. Multiplex: Able to simultaneously evaluate multiple analytes in a single procedure. Nucleic acid: A sequence of specific biological chemicals (nucleotides) that carry genetic information; known as deoxyribonucleic acid (DNA) or ribonucleic acid (RNA). Polymerase chain reaction (PCR): A rapid technique for making more copies (amplifying) of a DNA or RNA sequence used in the laboratory. Probe (noun): In the laboratory, a substance, such as a nucleic acid sequence (DNA or RNA) or antibody, labeled with a “marker” (such as fluorescent dye), used to detect a complementary “target” substance in the specimen. Real–time polymerase chain reaction (real–time PCR): A laboratory technique that monitors the progress of a PCR reaction in real time and allows quantification (counting) of PCR product (DNA, cDNA, or RNA) from a relatively small amount; sometimes called quantitative PCR (qPCR). Reflex test: A test automatically performed by a laboratory based on the results of an ordered test; reflex testing occurs when the initial test results indicate the need for additional medically necessary diagnostic information that the reflex test can provide. Urinary tract infection (UTI): Infection of one or more structures in the urinary tract caused by bacteria. Tips Use this code only for the appropriate proprietary test; report one unit of this code for a single specimen analyzed on a single date of service. For positive test results that identify the presence of infectious agent(s) in the specimen, the clinician may order a reflex test (such as 0372U) to aid in selection of an appropriate antibiotic. Don’t report specific infectious agent detection codes in addition to 0371U. Additional Info “U” codes are included in the CPT® code set to identify specific proprietary laboratory analyses (PLA) tests. PLA codes take precedence over the usual 80000 series codes for laboratory/pathology. Use this code only for the above–described test; do not report this test using any other CPT® code. PLA code descriptors follow existing code conventions when possible, and lab techniques used include multianalyte assays with algorithmic analyses (MAAA) and genomic sequencing procedures (GSP), among others. Read Less | Range Specific Guideline Proprietary laboratory analyses (PLA) codes describe proprietary clinical laboratory analyses and can be either provided by a single ("sole-source") laboratory or licensed or marketed to multiple providing laboratories (eg, cleared or approved by the Food and Drug Administration [FDA]). This subsection includes advanced diagnostic laboratory tests (ADLTs) and clinical diagnostic laboratory tests (CDLTs), as defined under the Protecting Access to Medicare Act (PAMA) of 2014. These analyses may include a range of medical laboratory tests including, but not limited to, multianalyte assays with algorithmic analyses (MAAA) and genomic sequencing procedures (GSP). The descriptor nomenclature follows, where possible, existing code conventions (eg, MAAA, GSP). Unless specifically noted, even though the Proprietary Laboratory Analyses section of the code set is located at the end of the Pathology and Laboratory section of the code set, a PLA code does not fulfill Category I code criteria. PLA codes are not required to fulfill the Category I criteria. The standards for inclusion in the PLA section are: The test must be commercially available in the United States for use on human specimens and The clinical laboratory or manufacturer that offers the test must request the code. For similar laboratory analyses that fulfill Category I criteria, see codes listed in the numeric 80000 series. When a PLA code is available to report a given proprietary laboratory service, that PLA code takes precedence. The service should not be reported with any other CPT® code(s) and other CPT® code(s) should not be used to report services that may be reported with that specific PLA code. These codes encompass all analytical services required for the analysis (eg, cell lysis, nucleic acid stabilization, extraction, digestion, amplification, hybridization and detection). For molecular analyses, additional procedures that are required prior to cell lysis (eg, microdissection [codes 88380 and 88381]) may be reported separately. Codes in this subsection are released on a quarterly basis to expedite dissemination for reporting. PLA codes will be published electronically on the AMA CPT® website (ama-assn.org/cpt-pla-codes), distributed via CPT® data files on a quarterly basis, and, at a minimum, made available in print annually in the CPT® codebook. See the Introduction section of the CPT® code set for a complete list of the dates of release and implementation. All codes that are included in this section are also included in Appendix O, with the procedure's proprietary name. In order to report a PLA code, the analysis performed must fulfill the code descriptor and must be the test represented by the proprietary name listed in Appendix O. In some instances, the descriptor language of PLA codes may be identical and the code may only be differentiated by the listed proprietary name in Appendix O. When more than one PLA has an identical descriptor, the codes will be denoted by the symbol "â™“." All PLA tests will have assigned codes in the PLA section of the code set. Any PLA coded test(s) that satisfies Category I criteria and has been accepted by the CPT® Editorial Panel will be designated by the addition of the symbol "^" to the existing PLA code and will remain in the PLA section of the code set. If a proprietary test has already been accepted for a Category I code and a code has not been published, subsequent application for a PLA code will take precedence. The code will only be placed in the PLA section. The accuracy of a PLA code is to be maintained by the original applicant, or the current owner of the test kit or laboratory performing the proprietary test. A new PLA code is required when: 1. Additional nucleic acid (DNA or RNA) and/or protein analysis(es) are added to the current PLA test, or 2. The name of the PLA test has changed in association with changes in test performance or test characteristics. The addition or modification of the therapeutic applications of the test require submission of a code change application, but it may not require a new code number. | 0001U-0599U | https://www.aapc.com/codes/cpt-codes/0371U | 2025-10-27T18:20:58.015023Z
0372U | Infectious disease (genitourinary pathogens), antibiotic-resistance gene detection, multiplex amplified probe technique, urine, reported as an antimicrobial stewardship risk score | This is a Proprietary Laboratory Analyses (PLA) code, meaning that the code applies to only one unique lab test made by a specific manufacturer or performed by a specific lab. Report 0372U only for Qlear UTI – Reflex ABR from Lifescan Labs of Illinois, Thermo Fisher Scientific. The test evaluates pathogen nucleic acids identified from a urine specimen to test for antibiotic resistance (ABR). Explanation The test uses an automated platform such as a Thermo Fisher Scientific Applied Biosystems QuantStudio Real–Time PCR System. The procedure includes real–time polymerase chain reaction (qPCR) amplification (increasing the number) of target genes, and detection of nucleic acid mutation targets using probes for multiple changes (multiplex probe) that could impact the organism’s antibiotic resistance (ABR). Using an algorithmic analysis of the results, the test provides an antimicrobial stewardship risk score. Clinicians may order this test for male or female patients with a confirmed urinary tract infection with an identified causative organism. Antimicrobial stewardship refers to an international program to aid clinicians in selecting antibiotics that will be effective and avoid overuse and resistance. Terminology Amplification: Making more copies of a desired gene for study by processes such as polymerase chain reaction (PCR) or transcription of DNA to RNA and reverse transcription from RNA to make an additional copy of the DNA. Antibiotic stewardship: A program to alter antibiotic prescription patterns to improve patient outcomes and combat the development of antibiotic resistance in organisms. Deoxyribonucleic acid (DNA): A form of nucleic acid that consists of a sequence of specific biological chemicals (nucleotides) which carry genetic information. Nucleic acid: A sequence of specific biological chemicals (nucleotides) that carry genetic information; known as deoxyribonucleic acid (DNA) or ribonucleic acid (RNA). Polymerase chain reaction (PCR): A rapid technique for making more copies (amplifying) of a DNA or RNA sequence used in the laboratory. Real–time polymerase chain reaction (real–time PCR): A laboratory technique that monitors the progress of a PCR reaction in real time and allows quantification (counting) of PCR product (DNA, cDNA, or RNA) from a relatively small amount; sometimes called quantitative PCR (qPCR). Reflex test: A test automatically performed by a laboratory based on the results of an ordered test; reflex testing occurs when the initial test results indicate the need for additional medically necessary diagnostic information that the reflex test can provide. Urinary tract infection (UTI): Infection of one or more structures in the urinary tract caused by bacteria. Tips Use this code only for the appropriate proprietary test; report one unit of this code for a single specimen analyzed on a single date of service. Clinicians may order this test as a reflex test to 0371U. Additional Info “U” codes are included in the CPT® code set to identify specific proprietary laboratory analyses (PLA) tests. PLA codes take precedence over the usual 80000 series codes for laboratory/pathology. Use this code only for the above–described test; do not report this test using any other CPT® code. PLA code descriptors follow existing code conventions when possible, and lab techniques used include multianalyte assays with algorithmic analyses (MAAA) and genomic sequencing procedures (GSP), among others. Read Less | Range Specific Guideline Proprietary laboratory analyses (PLA) codes describe proprietary clinical laboratory analyses and can be either provided by a single ("sole-source") laboratory or licensed or marketed to multiple providing laboratories (eg, cleared or approved by the Food and Drug Administration [FDA]). This subsection includes advanced diagnostic laboratory tests (ADLTs) and clinical diagnostic laboratory tests (CDLTs), as defined under the Protecting Access to Medicare Act (PAMA) of 2014. These analyses may include a range of medical laboratory tests including, but not limited to, multianalyte assays with algorithmic analyses (MAAA) and genomic sequencing procedures (GSP). The descriptor nomenclature follows, where possible, existing code conventions (eg, MAAA, GSP). Unless specifically noted, even though the Proprietary Laboratory Analyses section of the code set is located at the end of the Pathology and Laboratory section of the code set, a PLA code does not fulfill Category I code criteria. PLA codes are not required to fulfill the Category I criteria. The standards for inclusion in the PLA section are: The test must be commercially available in the United States for use on human specimens and The clinical laboratory or manufacturer that offers the test must request the code. For similar laboratory analyses that fulfill Category I criteria, see codes listed in the numeric 80000 series. When a PLA code is available to report a given proprietary laboratory service, that PLA code takes precedence. The service should not be reported with any other CPT® code(s) and other CPT® code(s) should not be used to report services that may be reported with that specific PLA code. These codes encompass all analytical services required for the analysis (eg, cell lysis, nucleic acid stabilization, extraction, digestion, amplification, hybridization and detection). For molecular analyses, additional procedures that are required prior to cell lysis (eg, microdissection [codes 88380 and 88381]) may be reported separately. Codes in this subsection are released on a quarterly basis to expedite dissemination for reporting. PLA codes will be published electronically on the AMA CPT® website (ama-assn.org/cpt-pla-codes), distributed via CPT® data files on a quarterly basis, and, at a minimum, made available in print annually in the CPT® codebook. See the Introduction section of the CPT® code set for a complete list of the dates of release and implementation. All codes that are included in this section are also included in Appendix O, with the procedure's proprietary name. In order to report a PLA code, the analysis performed must fulfill the code descriptor and must be the test represented by the proprietary name listed in Appendix O. In some instances, the descriptor language of PLA codes may be identical and the code may only be differentiated by the listed proprietary name in Appendix O. When more than one PLA has an identical descriptor, the codes will be denoted by the symbol "â™“." All PLA tests will have assigned codes in the PLA section of the code set. Any PLA coded test(s) that satisfies Category I criteria and has been accepted by the CPT® Editorial Panel will be designated by the addition of the symbol "^" to the existing PLA code and will remain in the PLA section of the code set. If a proprietary test has already been accepted for a Category I code and a code has not been published, subsequent application for a PLA code will take precedence. The code will only be placed in the PLA section. The accuracy of a PLA code is to be maintained by the original applicant, or the current owner of the test kit or laboratory performing the proprietary test. A new PLA code is required when: 1. Additional nucleic acid (DNA or RNA) and/or protein analysis(es) are added to the current PLA test, or 2. The name of the PLA test has changed in association with changes in test performance or test characteristics. The addition or modification of the therapeutic applications of the test require submission of a code change application, but it may not require a new code number. | 0001U-0599U | https://www.aapc.com/codes/cpt-codes/0372U | 2025-10-27T18:21:15.928970Z
0375U | Oncology (ovarian), biochemical assays of 7 proteins (follicle stimulating hormone, human epididymis protein 4, apolipoprotein A-1, transferrin, beta-2 macroglobulin, prealbumin [ie, transthyretin], and cancer antigen 125), algorithm reported as ovarian cancer risk score | This is a Proprietary Laboratory Analyses (PLA) code, meaning that the code applies to only one unique lab test made by a specific manufacturer or performed by a specific lab. Report 0375U only for OvaWatch? Assay from Aspira Labs Inc. The test analyzes a blood specimen from a patient with an ovarian mass for the level of seven biomarker proteins listed in the code. The assay includes an algorithmic analysis of the lab test results and patient data to determine the patient’s risk for ovarian cancer. Explanation Using a biochemical lab analyzer platform, the lab analyst measures the level of seven proteins (follicle stimulating hormone, human epididymis protein 4, apolipoprotein A–1, transferrin, beta–2 macroglobulin, prealbumin [i.e., transthyretin], and cancer antigen 125) in a patient blood specimen. These proteins serve as biomarkers for ovarian cancer. This is a multianalyte assay with algorithmic analysis (MAAA), which includes the analytical services to produce test results, and uses those results plus patient data for an algorithmic analysis that reports the findings as a probability or risk score. This test performs an algorithmic analysis of the measured protein levels and patient data such as age and menopausal status to report a risk assessment score for the likelihood that the patient has ovarian cancer. Clinicians may order this test for patients with an adnexal (ovarian) mass that the clinician has evaluated as indeterminate or benign. The clinician may use the assay results to guide treatment, with a higher risk score indicating the value of additional assessment rather than simply monitoring the patient. Terminology Algorithm: A specific set of step–by–step calculations using defined inputs at each step to produce a useful output; for multianalyte assays with algorithmic analyses (MAAA), the output involves some sort of diagnostic or prognostic information about treatment options or disease outcomes. Biomarker, biological marker, biochemical marker: A measurable substance, such as an enzyme, protein, or gene, that is an indicator of a condition, disease, or normal or abnormal process. Multianalyte assays with algorithmic analyses (MAAA): A set of codes generally unique to a single clinical laboratory or manufacture; they typically list all the analytic and algorithmic analysis for a type of disease, such cancer; the type and number of analytes, such as proteins; the lab methods, such as immunoassay; the specimen type, such as blood; and the result type, such as prognostic risk score. Tips Use this code only for the appropriate proprietary test; report one unit of this code for a single specimen analyzed on a single date of service. Some payers may pay separately for collecting the specimen. Additional Info “U” codes are included in the CPT® code set to identify specific proprietary laboratory analyses (PLA) tests. PLA codes take precedence over the usual 80000 series codes for laboratory/pathology. Use this code only for the above–described test; do not report this test using any other CPT® code. PLA code descriptors follow existing code conventions when possible, and lab techniques used include multianalyte assays with algorithmic analyses (MAAA) and genomic sequencing procedures (GSP), among others. Read Less | Range Specific Guideline Proprietary laboratory analyses (PLA) codes describe proprietary clinical laboratory analyses and can be either provided by a single ("sole-source") laboratory or licensed or marketed to multiple providing laboratories (eg, cleared or approved by the Food and Drug Administration [FDA]). This subsection includes advanced diagnostic laboratory tests (ADLTs) and clinical diagnostic laboratory tests (CDLTs), as defined under the Protecting Access to Medicare Act (PAMA) of 2014. These analyses may include a range of medical laboratory tests including, but not limited to, multianalyte assays with algorithmic analyses (MAAA) and genomic sequencing procedures (GSP). The descriptor nomenclature follows, where possible, existing code conventions (eg, MAAA, GSP). Unless specifically noted, even though the Proprietary Laboratory Analyses section of the code set is located at the end of the Pathology and Laboratory section of the code set, a PLA code does not fulfill Category I code criteria. PLA codes are not required to fulfill the Category I criteria. The standards for inclusion in the PLA section are: The test must be commercially available in the United States for use on human specimens and The clinical laboratory or manufacturer that offers the test must request the code. For similar laboratory analyses that fulfill Category I criteria, see codes listed in the numeric 80000 series. When a PLA code is available to report a given proprietary laboratory service, that PLA code takes precedence. The service should not be reported with any other CPT® code(s) and other CPT® code(s) should not be used to report services that may be reported with that specific PLA code. These codes encompass all analytical services required for the analysis (eg, cell lysis, nucleic acid stabilization, extraction, digestion, amplification, hybridization and detection). For molecular analyses, additional procedures that are required prior to cell lysis (eg, microdissection [codes 88380 and 88381]) may be reported separately. Codes in this subsection are released on a quarterly basis to expedite dissemination for reporting. PLA codes will be published electronically on the AMA CPT® website (ama-assn.org/cpt-pla-codes), distributed via CPT® data files on a quarterly basis, and, at a minimum, made available in print annually in the CPT® codebook. See the Introduction section of the CPT® code set for a complete list of the dates of release and implementation. All codes that are included in this section are also included in Appendix O, with the procedure's proprietary name. In order to report a PLA code, the analysis performed must fulfill the code descriptor and must be the test represented by the proprietary name listed in Appendix O. In some instances, the descriptor language of PLA codes may be identical and the code may only be differentiated by the listed proprietary name in Appendix O. When more than one PLA has an identical descriptor, the codes will be denoted by the symbol "â™“." All PLA tests will have assigned codes in the PLA section of the code set. Any PLA coded test(s) that satisfies Category I criteria and has been accepted by the CPT® Editorial Panel will be designated by the addition of the symbol "^" to the existing PLA code and will remain in the PLA section of the code set. If a proprietary test has already been accepted for a Category I code and a code has not been published, subsequent application for a PLA code will take precedence. The code will only be placed in the PLA section. The accuracy of a PLA code is to be maintained by the original applicant, or the current owner of the test kit or laboratory performing the proprietary test. A new PLA code is required when: 1. Additional nucleic acid (DNA or RNA) and/or protein analysis(es) are added to the current PLA test, or 2. The name of the PLA test has changed in association with changes in test performance or test characteristics. The addition or modification of the therapeutic applications of the test require submission of a code change application, but it may not require a new code number. | 0001U-0599U | https://www.aapc.com/codes/cpt-codes/0375U | 2025-10-27T18:21:33.859831Z
0376U | Oncology (prostate cancer), image analysis of at least 128 histologic features and clinical factors, prognostic algorithm determining the risk of distant metastases, and prostate cancer-specific mortality, includes predictive algorithm to androgen deprivation-therapy response, if appropriate | This is a Proprietary Laboratory Analyses (PLA) code, meaning that the code applies to only one unique lab test made by a specific manufacturer or performed by a specific lab. Report 0376U only for ArteraAI Prostate Test from Artera Inc. The test uses artificial intelligence (AI) to analyze a digital pathology slide from a prostate cancer patient and combines the findings with specific clinical factors for an algorithmic analysis to report the risks of distant metastases and mortality from prostate cancer, and possibly response to androgen deprivation therapy. Explanation Using a hematoxylin and eosin (H&E) stained pathology slide from a prostate cancer biopsy, the procedure includes digitizing the slide and using a computer artificial intelligence (AI) platform to identify and interpret specific histologic features. Coupling the findings with specific patient data, an algorithmic analysis reports the patient risk of distant metastases and mortality from prostate cancer, and possibly expected patient response to androgen deprivation therapy. This is a multianalyte assay with algorithmic analysis (MAAA), which includes the analytical services to produce test results, and uses those results plus patient data for an algorithmic analysis that reports the findings as a probability or risk score. Clinicians may order this test for patients with prostate cancer to aid in determining prognosis and selecting appropriate treatment options. Terminology Algorithm: A specific set of step–by–step calculations using defined inputs at each step to produce a useful output; for multianalyte assays with algorithmic analyses (MAAA), the output involves some sort of diagnostic or prognostic information about treatment options or disease outcomes. Androgen: A hormone or compound, usually a steroid, that stimulates or controls male or female hormonal activity or production. H&E stain: A widely used laboratory method involving the dyes hematoxylin and eosin that make it easier to see different parts of the cell under a microscope. Multianalyte assays with algorithmic analyses (MAAA): A set of codes generally unique to a single clinical laboratory or manufacture; they typically list all the analytic and algorithmic analysis for a type of disease, such cancer; the type and number of analytes, such as proteins; the lab methods, such as immunoassay; the specimen type, such as blood; and the result type, such as prognostic risk score. Prostate: A small gland that is part of the reproductive system in males and located just below the urinary bladder; it secretes prostatic fluid, a component of semen. Prostate specific antigen (PSA): An enzyme produced in the prostate gland that when elevated indicates the presence of prostate cancer. Tips Use this code only for the appropriate proprietary test; report one unit of this code for a single specimen analyzed on a single date of service. Additional Info “U” codes are included in the CPT® code set to identify specific proprietary laboratory analyses (PLA) tests. PLA codes take precedence over the usual 80000 series codes for laboratory/pathology. Use this code only for the above–described test; do not report this test using any other CPT® code. PLA code descriptors follow existing code conventions when possible, and lab techniques used include multianalyte assays with algorithmic analyses (MAAA) and genomic sequencing procedures (GSP), among others. Read Less | Range Specific Guideline Proprietary laboratory analyses (PLA) codes describe proprietary clinical laboratory analyses and can be either provided by a single ("sole-source") laboratory or licensed or marketed to multiple providing laboratories (eg, cleared or approved by the Food and Drug Administration [FDA]). This subsection includes advanced diagnostic laboratory tests (ADLTs) and clinical diagnostic laboratory tests (CDLTs), as defined under the Protecting Access to Medicare Act (PAMA) of 2014. These analyses may include a range of medical laboratory tests including, but not limited to, multianalyte assays with algorithmic analyses (MAAA) and genomic sequencing procedures (GSP). The descriptor nomenclature follows, where possible, existing code conventions (eg, MAAA, GSP). Unless specifically noted, even though the Proprietary Laboratory Analyses section of the code set is located at the end of the Pathology and Laboratory section of the code set, a PLA code does not fulfill Category I code criteria. PLA codes are not required to fulfill the Category I criteria. The standards for inclusion in the PLA section are: The test must be commercially available in the United States for use on human specimens and The clinical laboratory or manufacturer that offers the test must request the code. For similar laboratory analyses that fulfill Category I criteria, see codes listed in the numeric 80000 series. When a PLA code is available to report a given proprietary laboratory service, that PLA code takes precedence. The service should not be reported with any other CPT® code(s) and other CPT® code(s) should not be used to report services that may be reported with that specific PLA code. These codes encompass all analytical services required for the analysis (eg, cell lysis, nucleic acid stabilization, extraction, digestion, amplification, hybridization and detection). For molecular analyses, additional procedures that are required prior to cell lysis (eg, microdissection [codes 88380 and 88381]) may be reported separately. Codes in this subsection are released on a quarterly basis to expedite dissemination for reporting. PLA codes will be published electronically on the AMA CPT® website (ama-assn.org/cpt-pla-codes), distributed via CPT® data files on a quarterly basis, and, at a minimum, made available in print annually in the CPT® codebook. See the Introduction section of the CPT® code set for a complete list of the dates of release and implementation. All codes that are included in this section are also included in Appendix O, with the procedure's proprietary name. In order to report a PLA code, the analysis performed must fulfill the code descriptor and must be the test represented by the proprietary name listed in Appendix O. In some instances, the descriptor language of PLA codes may be identical and the code may only be differentiated by the listed proprietary name in Appendix O. When more than one PLA has an identical descriptor, the codes will be denoted by the symbol "â™“." All PLA tests will have assigned codes in the PLA section of the code set. Any PLA coded test(s) that satisfies Category I criteria and has been accepted by the CPT® Editorial Panel will be designated by the addition of the symbol "^" to the existing PLA code and will remain in the PLA section of the code set. If a proprietary test has already been accepted for a Category I code and a code has not been published, subsequent application for a PLA code will take precedence. The code will only be placed in the PLA section. The accuracy of a PLA code is to be maintained by the original applicant, or the current owner of the test kit or laboratory performing the proprietary test. A new PLA code is required when: 1. Additional nucleic acid (DNA or RNA) and/or protein analysis(es) are added to the current PLA test, or 2. The name of the PLA test has changed in association with changes in test performance or test characteristics. The addition or modification of the therapeutic applications of the test require submission of a code change application, but it may not require a new code number. | 0001U-0599U | https://www.aapc.com/codes/cpt-codes/0376U | 2025-10-27T18:21:52.117097Z
0377U | Cardiovascular disease, quantification of advanced serum or plasma lipoprotein profile, by nuclear magnetic resonance (NMR) spectrometry with report of a lipoprotein profile (including 23 variables) | This is a Proprietary Laboratory Analyses (PLA) code, meaning that the code applies to only one unique lab test made by a specific manufacturer or performed by a specific lab. Report 0377U only for Liposcale® from CIMA Sciences LLC. The test uses nuclear magnetic resonance (NMR) spectroscopy to report a detailed lipoprotein profile from a serum or plasma specimen. The report specifically identifies 23 variables describing lipid particle size and number that may more accurately predict adverse cardiovascular events. Explanation The lab analyst processes a serum or plasma specimen using 2–D diffusion–ordered nuclear magnetic resonance (NMR) spectroscopy. Diffusion–ordered spectroscopy (DOSY) separates NMR signals using pulse field gradients and measuring spin echo spectra and signal decay to determine lipoprotein particle size and number. Using a proprietary algorithm to complete the quantitation, the report includes the total cholesterol concentration, triglycerides, and number and size classification of lipoprotein particles (VLDL, LDL, and HDL) and subclasses. Clinicians may use the results of this test for patients at risk for stroke or cardiovascular disease due to atherosclerosis or other factors. The level of specific lipoprotein classes or subclasses may provide clinicians with clinically actionable risk assessment. Terminology Algorithm: A specific set of step–by–step calculations using defined inputs at each step to produce a useful output; for multianalyte assays with algorithmic analyses (MAAA), the output involves some sort of diagnostic or prognostic information about treatment options or disease outcomes. Arteriosclerosis: A condition in which the walls of the arteries lose their elasticity and become stiff and hard; closely related and sometimes used interchangeably with atherosclerosis (a buildup of plaque or fatty deposits) on the walls of an artery; hardening and thickening the artery walls, which can lead to coronary artery disease. Cardiovascular disease (CVD): Diseases of the heart and blood vessels. High–density lipoprotein (HDL): A constituent or fraction of total cholesterol that transfers cholesterol from body tissues to the liver, essential and good for the body. Lipoprotein: A biochemical assemblage of lipids, or fats, such as cholesterol, that are bound to proteins, which allows fats to move inside and outside of cells through water–based substrates such as blood. Low–density lipoprotein (LDL): A constituent or fraction of total cholesterol that transports cholesterol into body tissues, considered bad for the body; also known as low–density lipoprotein cholesterol (LDLC). Nuclear magnetic resonance spectroscopy (NMR spectroscopy): A technique that uses magnetic properties of the nucleus of an atom to identify substances and the properties of the molecule. Plasma: The liquid portion of blood that typically suspends blood cells; plasma accounts for about 55 percent of blood volume and contains important components such as proteins, electrolytes, hormones, and coagulation factors. Serum: The clear liquid portion of blood that is not cellular and contains important components such as antibodies, proteins produced in blood that are activated as part of the immune response to neutralize specific invaders such as bacteria or viruses. Stroke: A neurological condition that occurs when the blood supply is interrupted or reduced to the brain causing a lack of oxygen and blood; also known as a brain stroke or brain attack. Very low–density lipoprotein (VLDL): Combination of a very high proportion of lipids with a lower concentration of proteins that carry cholesterol from the liver to the tissues. Tips Use this code only for the appropriate proprietary test; report one unit of this code for a single specimen analyzed on a single date of service. Some payers may pay separately for collecting the specimen. Additional Info “U” codes are included in the CPT® code set to identify specific proprietary laboratory analyses (PLA) tests. PLA codes take precedence over the usual 80000 series codes for laboratory/pathology. Use this code only for the above–described test; do not report this test using any other CPT® code. PLA code descriptors follow existing code conventions when possible, and lab techniques used include multianalyte assays with algorithmic analyses (MAAA) and genomic sequencing procedures (GSP), among others. Read Less | Range Specific Guideline Proprietary laboratory analyses (PLA) codes describe proprietary clinical laboratory analyses and can be either provided by a single ("sole-source") laboratory or licensed or marketed to multiple providing laboratories (eg, cleared or approved by the Food and Drug Administration [FDA]). This subsection includes advanced diagnostic laboratory tests (ADLTs) and clinical diagnostic laboratory tests (CDLTs), as defined under the Protecting Access to Medicare Act (PAMA) of 2014. These analyses may include a range of medical laboratory tests including, but not limited to, multianalyte assays with algorithmic analyses (MAAA) and genomic sequencing procedures (GSP). The descriptor nomenclature follows, where possible, existing code conventions (eg, MAAA, GSP). Unless specifically noted, even though the Proprietary Laboratory Analyses section of the code set is located at the end of the Pathology and Laboratory section of the code set, a PLA code does not fulfill Category I code criteria. PLA codes are not required to fulfill the Category I criteria. The standards for inclusion in the PLA section are: The test must be commercially available in the United States for use on human specimens and The clinical laboratory or manufacturer that offers the test must request the code. For similar laboratory analyses that fulfill Category I criteria, see codes listed in the numeric 80000 series. When a PLA code is available to report a given proprietary laboratory service, that PLA code takes precedence. The service should not be reported with any other CPT® code(s) and other CPT® code(s) should not be used to report services that may be reported with that specific PLA code. These codes encompass all analytical services required for the analysis (eg, cell lysis, nucleic acid stabilization, extraction, digestion, amplification, hybridization and detection). For molecular analyses, additional procedures that are required prior to cell lysis (eg, microdissection [codes 88380 and 88381]) may be reported separately. Codes in this subsection are released on a quarterly basis to expedite dissemination for reporting. PLA codes will be published electronically on the AMA CPT® website (ama-assn.org/cpt-pla-codes), distributed via CPT® data files on a quarterly basis, and, at a minimum, made available in print annually in the CPT® codebook. See the Introduction section of the CPT® code set for a complete list of the dates of release and implementation. All codes that are included in this section are also included in Appendix O, with the procedure's proprietary name. In order to report a PLA code, the analysis performed must fulfill the code descriptor and must be the test represented by the proprietary name listed in Appendix O. In some instances, the descriptor language of PLA codes may be identical and the code may only be differentiated by the listed proprietary name in Appendix O. When more than one PLA has an identical descriptor, the codes will be denoted by the symbol "â™“." All PLA tests will have assigned codes in the PLA section of the code set. Any PLA coded test(s) that satisfies Category I criteria and has been accepted by the CPT® Editorial Panel will be designated by the addition of the symbol "^" to the existing PLA code and will remain in the PLA section of the code set. If a proprietary test has already been accepted for a Category I code and a code has not been published, subsequent application for a PLA code will take precedence. The code will only be placed in the PLA section. The accuracy of a PLA code is to be maintained by the original applicant, or the current owner of the test kit or laboratory performing the proprietary test. A new PLA code is required when: 1. Additional nucleic acid (DNA or RNA) and/or protein analysis(es) are added to the current PLA test, or 2. The name of the PLA test has changed in association with changes in test performance or test characteristics. The addition or modification of the therapeutic applications of the test require submission of a code change application, but it may not require a new code number. | 0001U-0599U | https://www.aapc.com/codes/cpt-codes/0377U | 2025-10-27T18:22:09.557057Z
0378U | RFC1 (replication factor C subunit 1), repeat expansion variant analysis by traditional and repeat-primed PCR, blood, saliva, or buccal swab | This is a Proprietary Laboratory Analyses (PLA) code, meaning that the code applies to only one unique lab test made by a specific manufacturer or performed by a specific lab. Report 0378U only for UCGSL RFC1 Repeat Expansion Test from University of Chicago Genetic Services Laboratories. The test analyzes a blood, saliva, or buccal (cheek) swab specimen from a patient with symptoms such as ataxia (uncoordinated muscle movement) to help diagnose a condition called CANVAS (cerebellar ataxia, neuropathy, and vestibular areflexia syndrome). Explanation The lab analyst processes a blood, saliva, or buccal (cheek) swab specimen to extract DNA and amplifies (increases the number of) specific regions of the RFC1 gene using repeat region polymerase chain reaction (RP–PCR). The test identifies a specific base sequence that is repeated a large number of times. The test identifies if the patient has repeats of the wild type sequence AAAAG or repeats of a pathogenic mutation sequence, AAGGG. Clinicians may order this test to aid in the diagnosis of cerebellar ataxia, neuropathy, and vestibular areflexia syndrome (CANVAS). The test identifies the presence of the pathogenic repeat sequence, AAGGG, which is associated with CANVAS. Terminology Ataxia: Neurologic condition characterized by lack of voluntary coordination and muscle movement, with unsteady, jerky motion. Deoxyribonucleic acid (DNA): A form of nucleic acid that consists of a sequence of specific biological chemicals (nucleotides) which carry genetic information. Gene: Specific nucleic acid sequence associated with a unique function in the body such as production of a specific protein. Mutation: An alteration in a deoxyribonucleic acid (DNA) sequence that may lead to pathologic changes in the organism. Polymerase chain reaction (PCR): A rapid technique for making more copies (amplifying) of a DNA or RNA sequence used in the laboratory. Tips Use this code only for the appropriate proprietary test; report one unit of this code for a single specimen analyzed on a single date of service. Some payers may pay separately for collecting the specimen. Additional Info “U” codes are included in the CPT® code set to identify specific proprietary laboratory analyses (PLA) tests. PLA codes take precedence over the usual 80000 series codes for laboratory/pathology. Use this code only for the above–described test; do not report this test using any other CPT® code. PLA code descriptors follow existing code conventions when possible, and lab techniques used include multianalyte assays with algorithmic analyses (MAAA) and genomic sequencing procedures (GSP), among others. Read Less | Range Specific Guideline Proprietary laboratory analyses (PLA) codes describe proprietary clinical laboratory analyses and can be either provided by a single ("sole-source") laboratory or licensed or marketed to multiple providing laboratories (eg, cleared or approved by the Food and Drug Administration [FDA]). This subsection includes advanced diagnostic laboratory tests (ADLTs) and clinical diagnostic laboratory tests (CDLTs), as defined under the Protecting Access to Medicare Act (PAMA) of 2014. These analyses may include a range of medical laboratory tests including, but not limited to, multianalyte assays with algorithmic analyses (MAAA) and genomic sequencing procedures (GSP). The descriptor nomenclature follows, where possible, existing code conventions (eg, MAAA, GSP). Unless specifically noted, even though the Proprietary Laboratory Analyses section of the code set is located at the end of the Pathology and Laboratory section of the code set, a PLA code does not fulfill Category I code criteria. PLA codes are not required to fulfill the Category I criteria. The standards for inclusion in the PLA section are: The test must be commercially available in the United States for use on human specimens and The clinical laboratory or manufacturer that offers the test must request the code. For similar laboratory analyses that fulfill Category I criteria, see codes listed in the numeric 80000 series. When a PLA code is available to report a given proprietary laboratory service, that PLA code takes precedence. The service should not be reported with any other CPT® code(s) and other CPT® code(s) should not be used to report services that may be reported with that specific PLA code. These codes encompass all analytical services required for the analysis (eg, cell lysis, nucleic acid stabilization, extraction, digestion, amplification, hybridization and detection). For molecular analyses, additional procedures that are required prior to cell lysis (eg, microdissection [codes 88380 and 88381]) may be reported separately. Codes in this subsection are released on a quarterly basis to expedite dissemination for reporting. PLA codes will be published electronically on the AMA CPT® website (ama-assn.org/cpt-pla-codes), distributed via CPT® data files on a quarterly basis, and, at a minimum, made available in print annually in the CPT® codebook. See the Introduction section of the CPT® code set for a complete list of the dates of release and implementation. All codes that are included in this section are also included in Appendix O, with the procedure's proprietary name. In order to report a PLA code, the analysis performed must fulfill the code descriptor and must be the test represented by the proprietary name listed in Appendix O. In some instances, the descriptor language of PLA codes may be identical and the code may only be differentiated by the listed proprietary name in Appendix O. When more than one PLA has an identical descriptor, the codes will be denoted by the symbol "â™“." All PLA tests will have assigned codes in the PLA section of the code set. Any PLA coded test(s) that satisfies Category I criteria and has been accepted by the CPT® Editorial Panel will be designated by the addition of the symbol "^" to the existing PLA code and will remain in the PLA section of the code set. If a proprietary test has already been accepted for a Category I code and a code has not been published, subsequent application for a PLA code will take precedence. The code will only be placed in the PLA section. The accuracy of a PLA code is to be maintained by the original applicant, or the current owner of the test kit or laboratory performing the proprietary test. A new PLA code is required when: 1. Additional nucleic acid (DNA or RNA) and/or protein analysis(es) are added to the current PLA test, or 2. The name of the PLA test has changed in association with changes in test performance or test characteristics. The addition or modification of the therapeutic applications of the test require submission of a code change application, but it may not require a new code number. | 0001U-0599U | https://www.aapc.com/codes/cpt-codes/0378U | 2025-10-27T18:22:27.511783Z
0379U | Targeted genomic sequence analysis panel, solid organ neoplasm, DNA (523 genes) and RNA (55 genes) by next-generation sequencing, interrogation for sequence variants, gene copy number amplifications, gene rearrangements, microsatellite instability, and tumor mutational burden | This is a Proprietary Laboratory Analyses (PLA) code, meaning that the code applies to only one unique lab test made by a specific manufacturer or performed by a specific lab. Report 0379U only for Solid Tumor Expanded Panel from Quest Diagnostics. The test uses a next–generation sequencing (NGS) targeted sequence analysis panel for a tumor specimen to evaluate DNA for 523 genes and RNA for 55 genes. The results may aid with diagnosis, prognosis, or treatment selection for patients with solid tumors. Explanation The lab analyst evaluates a patient specimen, such as tumor tissue or cells, using a next–generation sequencing (NGS) targeted gene panel. NGS uses an automated instrument that can simultaneously determine the order of DNA or RNA nucleotides in many genes and uses bioinformatics to interpret the results. This test performs NGS of 522 genes from DNA and 55 genes from RNA, compares the digital sequence library from the specimen to a reference genome, and classifies variants. The comparison panel focuses on specifically selected genomic changes associated with actionable variants that can influence clinical decisions related to diagnosis, prognosis, and treatment selection. The test detects single nucleotide variants (SNVs), copy number variations (CNVs), and the extent of mutation through microsatellite instability (MSI), which is the predisposition to mutation, and tumor mutational burden (TMB), which is an estimate of the level of mutation. Clinicians may order this test to aid with diagnosis, prognosis, or treatment selection for patients with solid tumors. Terminology Bioinformatics: Discipline used to gather, store, and evaluate biological data, such as gene sequences, using computer systems. Deoxyribonucleic acid (DNA): A form of nucleic acid that consists of a sequence of specific biological chemicals (nucleotides) that carry genetic information. Gene: Specific nucleic acid sequence associated with a unique function in the body such as production of a specific protein. Genome: The entire genetic material of an organism, which means the entire DNA sequence. Microsatellite instability: The tendency of genes to mutate due to impaired DNA mismatch repair (MMR). Next–generation sequencing (NGS): A general term for a number of different modern DNA and RNA sequencing technologies that are quicker and cheaper than the previous methods; also known as high–throughput sequencing. Nucleotides: Biochemicals — sometimes called “bases” — that form the building blocks of nucleic acids, DNA and RNA; DNA is made up of four bases: adenine (A), cytosine (C), guanine (G), and thymine (T), while RNA uses uracil (U) in place of T; each base will pair with only one specific “complementary” base when forming DNA or RNA strands. Ribonucleic acid (RNA): One of the essential building blocks of life, along with deoxyribonucleic acid (DNA) and proteins; RNA acts as a messenger (mRNA), carrying genetic information from DNA to proteins, helps regulate cellular processes, and, like enzymes, can speed up chemical reactions; RNA, rather than DNA, carries genetic information in some important viruses. Targeted region sequencing: A variation on targeted gene sequencing that focuses on single–nucleotide polymorphisms (SNPs), insertions/deletions (InDels), copy number variations (CNVs), and structural variants (SVs) which enables detection of rare variants with higher sensitivity and specificity. Variant: A gene that differs from the usual nucleic acid sequence due to events such as nucleotide deletions or insertions or substitutions; may cause conditions such as genetic disorders or cancer. Tips Use this code only for the appropriate proprietary test; report one unit of this code for a single specimen analyzed on a single date of service. Some payers may pay separately for collecting the specimen. Additional Info “U” codes are included in the CPT® code set to identify specific proprietary laboratory analyses (PLA) tests. PLA codes take precedence over the usual 80000 series codes for laboratory/pathology. Use this code only for the above–described test; do not report this test using any other CPT® code. PLA code descriptors follow existing code conventions when possible, and lab techniques used include multianalyte assays with algorithmic analyses (MAAA) and genomic sequencing procedures (GSP), among others. Read Less | Range Specific Guideline Proprietary laboratory analyses (PLA) codes describe proprietary clinical laboratory analyses and can be either provided by a single ("sole-source") laboratory or licensed or marketed to multiple providing laboratories (eg, cleared or approved by the Food and Drug Administration [FDA]). This subsection includes advanced diagnostic laboratory tests (ADLTs) and clinical diagnostic laboratory tests (CDLTs), as defined under the Protecting Access to Medicare Act (PAMA) of 2014. These analyses may include a range of medical laboratory tests including, but not limited to, multianalyte assays with algorithmic analyses (MAAA) and genomic sequencing procedures (GSP). The descriptor nomenclature follows, where possible, existing code conventions (eg, MAAA, GSP). Unless specifically noted, even though the Proprietary Laboratory Analyses section of the code set is located at the end of the Pathology and Laboratory section of the code set, a PLA code does not fulfill Category I code criteria. PLA codes are not required to fulfill the Category I criteria. The standards for inclusion in the PLA section are: The test must be commercially available in the United States for use on human specimens and The clinical laboratory or manufacturer that offers the test must request the code. For similar laboratory analyses that fulfill Category I criteria, see codes listed in the numeric 80000 series. When a PLA code is available to report a given proprietary laboratory service, that PLA code takes precedence. The service should not be reported with any other CPT® code(s) and other CPT® code(s) should not be used to report services that may be reported with that specific PLA code. These codes encompass all analytical services required for the analysis (eg, cell lysis, nucleic acid stabilization, extraction, digestion, amplification, hybridization and detection). For molecular analyses, additional procedures that are required prior to cell lysis (eg, microdissection [codes 88380 and 88381]) may be reported separately. Codes in this subsection are released on a quarterly basis to expedite dissemination for reporting. PLA codes will be published electronically on the AMA CPT® website (ama-assn.org/cpt-pla-codes), distributed via CPT® data files on a quarterly basis, and, at a minimum, made available in print annually in the CPT® codebook. See the Introduction section of the CPT® code set for a complete list of the dates of release and implementation. All codes that are included in this section are also included in Appendix O, with the procedure's proprietary name. In order to report a PLA code, the analysis performed must fulfill the code descriptor and must be the test represented by the proprietary name listed in Appendix O. In some instances, the descriptor language of PLA codes may be identical and the code may only be differentiated by the listed proprietary name in Appendix O. When more than one PLA has an identical descriptor, the codes will be denoted by the symbol "â™“." All PLA tests will have assigned codes in the PLA section of the code set. Any PLA coded test(s) that satisfies Category I criteria and has been accepted by the CPT® Editorial Panel will be designated by the addition of the symbol "^" to the existing PLA code and will remain in the PLA section of the code set. If a proprietary test has already been accepted for a Category I code and a code has not been published, subsequent application for a PLA code will take precedence. The code will only be placed in the PLA section. The accuracy of a PLA code is to be maintained by the original applicant, or the current owner of the test kit or laboratory performing the proprietary test. A new PLA code is required when: 1. Additional nucleic acid (DNA or RNA) and/or protein analysis(es) are added to the current PLA test, or 2. The name of the PLA test has changed in association with changes in test performance or test characteristics. The addition or modification of the therapeutic applications of the test require submission of a code change application, but it may not require a new code number. | 0001U-0599U | https://www.aapc.com/codes/cpt-codes/0379U | 2025-10-27T18:22:45.815410Z
0381U | Maple syrup urine disease monitoring by patient-collected blood card sample, quantitative measurement of allo-isoleucine, leucine, isoleucine, and valine, liquid chromatography with tandem mass spectrometry (LC-MS/MS) | This is a Proprietary Laboratory Analyses (PLA) code, meaning that the code applies to only one unique lab test made by a specific manufacturer or performed by a specific lab. Report 0381U only for Branched–Chain Amino Acids, SelfCollect, Blood Spot, from Mayo Clinic. The test evaluates a patient–collected blood spot specimen for levels of allo–isoleucine, leucine, isoleucine, and valine using liquid chromatography with tandem mass spectrometry (LC–MS/MS). Explanation Using a dried blood specimen collected by the patient on a Blood Spot Self Collection Card supplied by Mayo Clinic, the lab analyst extracts amino acids with methanol and uses liquid chromatography and mass spectrometry (LC–MS/MS) to measure levels of allo–isoleucine, leucine, isoleucine, and valine in the specimen. Clinicians may order this test for patients diagnosed with maple sugar urine disease (MSUD) to help monitor their treatment. MSUD is an inborn error of metabolism caused by a genetic mutation that interferes with the body’s ability to metabolize branched–chain amino acids (isoleucine, leucine, and valine) present in food, allowing them to build up to toxic levels. Left untreated, MSUD may cause seizures, intellectual and physical disabilities, and death. Treatment involves a diet that controls food consumption to minimize intake of these amino acids. Terminology Amino acids: Organic compounds that combine in chains to form proteins, the body's building blocks, and can provide energy; nonessential amino acids are formed in the body, while essential amino acids must be obtained from food. Inborn errors of metabolism: A large class of genetic or metabolic diseases, usually caused by a defect in a single gene that codes for a particular enzyme. Liquid chromatography–tandem mass spectrometry (LC–MS/MS): An automated laboratory test that combines liquid chromatography (LC), which separates components by passing the mixture through a mobile phase in which the components move at different rates, and two mass spectrometry (MS) steps, first to identify components by mass–to–charge ratio, and then to quantify the amounts of the components. Tips Use this code only for the appropriate proprietary test; report one unit of this code for a single specimen analyzed on a single date of service. Additional Info “U” codes are included in the CPT® code set to identify specific proprietary laboratory analyses (PLA) tests. PLA codes take precedence over the usual 80000 series codes for laboratory/pathology. Use this code only for the above–described test; do not report this test using any other CPT® code. PLA code descriptors follow existing code conventions when possible, and lab techniques used include multianalyte assays with algorithmic analyses (MAAA) and genomic sequencing procedures (GSP), among others. Read Less | Range Specific Guideline Proprietary laboratory analyses (PLA) codes describe proprietary clinical laboratory analyses and can be either provided by a single ("sole-source") laboratory or licensed or marketed to multiple providing laboratories (eg, cleared or approved by the Food and Drug Administration [FDA]). This subsection includes advanced diagnostic laboratory tests (ADLTs) and clinical diagnostic laboratory tests (CDLTs), as defined under the Protecting Access to Medicare Act (PAMA) of 2014. These analyses may include a range of medical laboratory tests including, but not limited to, multianalyte assays with algorithmic analyses (MAAA) and genomic sequencing procedures (GSP). The descriptor nomenclature follows, where possible, existing code conventions (eg, MAAA, GSP). Unless specifically noted, even though the Proprietary Laboratory Analyses section of the code set is located at the end of the Pathology and Laboratory section of the code set, a PLA code does not fulfill Category I code criteria. PLA codes are not required to fulfill the Category I criteria. The standards for inclusion in the PLA section are: The test must be commercially available in the United States for use on human specimens and The clinical laboratory or manufacturer that offers the test must request the code. For similar laboratory analyses that fulfill Category I criteria, see codes listed in the numeric 80000 series. When a PLA code is available to report a given proprietary laboratory service, that PLA code takes precedence. The service should not be reported with any other CPT® code(s) and other CPT® code(s) should not be used to report services that may be reported with that specific PLA code. These codes encompass all analytical services required for the analysis (eg, cell lysis, nucleic acid stabilization, extraction, digestion, amplification, hybridization and detection). For molecular analyses, additional procedures that are required prior to cell lysis (eg, microdissection [codes 88380 and 88381]) may be reported separately. Codes in this subsection are released on a quarterly basis to expedite dissemination for reporting. PLA codes will be published electronically on the AMA CPT® website (ama-assn.org/cpt-pla-codes), distributed via CPT® data files on a quarterly basis, and, at a minimum, made available in print annually in the CPT® codebook. See the Introduction section of the CPT® code set for a complete list of the dates of release and implementation. All codes that are included in this section are also included in Appendix O, with the procedure's proprietary name. In order to report a PLA code, the analysis performed must fulfill the code descriptor and must be the test represented by the proprietary name listed in Appendix O. In some instances, the descriptor language of PLA codes may be identical and the code may only be differentiated by the listed proprietary name in Appendix O. When more than one PLA has an identical descriptor, the codes will be denoted by the symbol "â™“." All PLA tests will have assigned codes in the PLA section of the code set. Any PLA coded test(s) that satisfies Category I criteria and has been accepted by the CPT® Editorial Panel will be designated by the addition of the symbol "^" to the existing PLA code and will remain in the PLA section of the code set. If a proprietary test has already been accepted for a Category I code and a code has not been published, subsequent application for a PLA code will take precedence. The code will only be placed in the PLA section. The accuracy of a PLA code is to be maintained by the original applicant, or the current owner of the test kit or laboratory performing the proprietary test. A new PLA code is required when: 1. Additional nucleic acid (DNA or RNA) and/or protein analysis(es) are added to the current PLA test, or 2. The name of the PLA test has changed in association with changes in test performance or test characteristics. The addition or modification of the therapeutic applications of the test require submission of a code change application, but it may not require a new code number. | 0001U-0599U | https://www.aapc.com/codes/cpt-codes/0381U | 2025-10-27T18:23:03.976925Z
0382U | Hyperphenylalaninemia monitoring by patient-collected blood card sample, quantitative measurement of phenylalanine and tyrosine, liquid chromatography with tandem mass spectrometry (LC-MS/MS) | This is a Proprietary Laboratory Analyses (PLA) code, meaning that the code applies to only one unique lab test made by a specific manufacturer or performed by a specific lab. Report 0382U only for Phenylalanine and Tyrosine, SelfCollect, Blood Spot, from Mayo Clinic. The test evaluates a patient–collected blood spot specimen for levels of phenylalanine and tyrosine using liquid chromatography with tandem mass spectrometry (LC–MS/MS). Explanation Using a dried blood specimen collected by the patient on a Blood Spot Self Collection Card supplied by Mayo Clinic, the lab analyst extracts amino acids with methanol and uses liquid chromatography and mass spectrometry (LC–MS/MS) to measure levels of phenylalanine and tyrosine in the specimen. Clinicians may order this test for patients diagnosed with hyperphenylalaninemia, including the severe form known as phenylketonuria (PKU), to help monitor their treatment. Hyperphenylalaninemia is an inborn error of metabolism caused by a genetic mutation that interferes with the body’s ability to metabolize the amino acid phenylalanine present in food, allowing it to build up to toxic levels. Left untreated, hyperphenylalaninemia may cause seizures, intellectual and physical disabilities, and death. Treatment involves a diet that controls food consumption to minimize intake of phenylalanine. Because tyrosine is a break–down product of phenylalanine, measuring the phenylalanine:tyrosine ratio can help clinicians monitor appropriate patient food consumption. Terminology Amino acids: Organic compounds that combine in chains to form proteins, the body's building blocks, and can provide energy; nonessential amino acids are formed in the body, while essential amino acids must be obtained from food. Inborn errors of metabolism: A large class of genetic or metabolic diseases, usually caused by a defect in a single gene that codes for a particular enzyme. Liquid chromatography–tandem mass spectrometry (LC–MS/MS): An automated laboratory test that combines liquid chromatography (LC), which separates components by passing the mixture through a mobile phase in which the components move at different rates, and two mass spectrometry (MS) steps, first to identify components by mass–to–charge ratio, and then to quantify the amounts of the components.? Tips Use this code only for the appropriate proprietary test; report one unit of this code for a single specimen analyzed on a single date of service. Additional Info “U” codes are included in the CPT® code set to identify specific proprietary laboratory analyses (PLA) tests. PLA codes take precedence over the usual 80000 series codes for laboratory/pathology. Use this code only for the above–described test; do not report this test using any other CPT® code. PLA code descriptors follow existing code conventions when possible, and lab techniques used include multianalyte assays with algorithmic analyses (MAAA) and genomic sequencing procedures (GSP), among others. Read Less | Range Specific Guideline Proprietary laboratory analyses (PLA) codes describe proprietary clinical laboratory analyses and can be either provided by a single ("sole-source") laboratory or licensed or marketed to multiple providing laboratories (eg, cleared or approved by the Food and Drug Administration [FDA]). This subsection includes advanced diagnostic laboratory tests (ADLTs) and clinical diagnostic laboratory tests (CDLTs), as defined under the Protecting Access to Medicare Act (PAMA) of 2014. These analyses may include a range of medical laboratory tests including, but not limited to, multianalyte assays with algorithmic analyses (MAAA) and genomic sequencing procedures (GSP). The descriptor nomenclature follows, where possible, existing code conventions (eg, MAAA, GSP). Unless specifically noted, even though the Proprietary Laboratory Analyses section of the code set is located at the end of the Pathology and Laboratory section of the code set, a PLA code does not fulfill Category I code criteria. PLA codes are not required to fulfill the Category I criteria. The standards for inclusion in the PLA section are: The test must be commercially available in the United States for use on human specimens and The clinical laboratory or manufacturer that offers the test must request the code. For similar laboratory analyses that fulfill Category I criteria, see codes listed in the numeric 80000 series. When a PLA code is available to report a given proprietary laboratory service, that PLA code takes precedence. The service should not be reported with any other CPT® code(s) and other CPT® code(s) should not be used to report services that may be reported with that specific PLA code. These codes encompass all analytical services required for the analysis (eg, cell lysis, nucleic acid stabilization, extraction, digestion, amplification, hybridization and detection). For molecular analyses, additional procedures that are required prior to cell lysis (eg, microdissection [codes 88380 and 88381]) may be reported separately. Codes in this subsection are released on a quarterly basis to expedite dissemination for reporting. PLA codes will be published electronically on the AMA CPT® website (ama-assn.org/cpt-pla-codes), distributed via CPT® data files on a quarterly basis, and, at a minimum, made available in print annually in the CPT® codebook. See the Introduction section of the CPT® code set for a complete list of the dates of release and implementation. All codes that are included in this section are also included in Appendix O, with the procedure's proprietary name. In order to report a PLA code, the analysis performed must fulfill the code descriptor and must be the test represented by the proprietary name listed in Appendix O. In some instances, the descriptor language of PLA codes may be identical and the code may only be differentiated by the listed proprietary name in Appendix O. When more than one PLA has an identical descriptor, the codes will be denoted by the symbol "â™“." All PLA tests will have assigned codes in the PLA section of the code set. Any PLA coded test(s) that satisfies Category I criteria and has been accepted by the CPT® Editorial Panel will be designated by the addition of the symbol "^" to the existing PLA code and will remain in the PLA section of the code set. If a proprietary test has already been accepted for a Category I code and a code has not been published, subsequent application for a PLA code will take precedence. The code will only be placed in the PLA section. The accuracy of a PLA code is to be maintained by the original applicant, or the current owner of the test kit or laboratory performing the proprietary test. A new PLA code is required when: 1. Additional nucleic acid (DNA or RNA) and/or protein analysis(es) are added to the current PLA test, or 2. The name of the PLA test has changed in association with changes in test performance or test characteristics. The addition or modification of the therapeutic applications of the test require submission of a code change application, but it may not require a new code number. | 0001U-0599U | https://www.aapc.com/codes/cpt-codes/0382U | 2025-10-27T18:23:22.378979Z
0383U | Tyrosinemia type I monitoring by patient-collected blood card sample, quantitative measurement of tyrosine, phenylalanine, methionine, succinylacetone, nitisinone, liquid chromatography with tandem mass spectrometry (LC-MS/MS) | This is a Proprietary Laboratory Analyses (PLA) code, meaning that the code applies to only one unique lab test made by a specific manufacturer or performed by a specific lab. Report 0383U only for Tyrosinemia FollowUp Panel, SelfCollect, Blood Spot, from Mayo Clinic. The test evaluates a patient–collected blood spot specimen for levels of tyrosine, phenylalanine, methionine, succinylacetone, and nitisinone using liquid chromatography with tandem mass spectrometry (LC–MS/MS). Explanation Using a dried blood specimen collected by the patient on a Blood Spot Self Collection Card supplied by Mayo Clinic, the lab analyst extracts amino acids with methanol and uses liquid chromatography and mass spectrometry (LC–MS/MS) to measure levels of tyrosine, phenylalanine, methionine, succinylacetone, and nitisinone in the specimen. Clinicians may order this test for patients diagnosed with hepatorenal tyrosinemia (HT–1) to help monitor their treatment. HT–1 occurs when a defective gene is inherited from both parents (autosomal recessive), causing an enzyme deficiency that interferes with phenylalanine and tyrosine metabolism, resulting in severe liver, kidney, and nerve damage. Dietary restriction of phenylalanine and tyrosine, coupled with a medication called NTBC (Nitisinone) that inhibits a certain metabolic pathway, can control the disease. Clinicians may monitor blood concentrations of NTBC, succinylacetone (SUAC), tyrosine, and phenylalanine as surveillance for treatment of patients with HT–1, also known as tyrosinemia type 1. Terminology Amino acids: Organic compounds that combine in chains to form proteins, the body's building blocks, and can provide energy; nonessential amino acids are formed in the body, while essential amino acids must be obtained from food. Autosomal recessive: Pertains to an inherited trait, disease, or disorder that requires two copies of a defective gene, one from each parent, on one of the first 22 nonsex (autosomal) chromosomes passed down from parents to child. Liquid chromatography–tandem mass spectrometry (LC–MS/MS): An automated laboratory test that combines liquid chromatography (LC), which separates components by passing the mixture through a mobile phase in which the components move at different rates, and two mass spectrometry (MS) steps, first to identify components by mass–to–charge ratio, and then to quantify the amounts of the components. Tips Use this code only for the appropriate proprietary test; report one unit of this code for a single specimen analyzed on a single date of service. Additional Info “U” codes are included in the CPT® code set to identify specific proprietary laboratory analyses (PLA) tests. PLA codes take precedence over the usual 80000 series codes for laboratory/pathology. Use this code only for the above–described test; do not report this test using any other CPT® code. PLA code descriptors follow existing code conventions when possible, and lab techniques used include multianalyte assays with algorithmic analyses (MAAA) and genomic sequencing procedures (GSP), among others. Read Less | Range Specific Guideline Proprietary laboratory analyses (PLA) codes describe proprietary clinical laboratory analyses and can be either provided by a single ("sole-source") laboratory or licensed or marketed to multiple providing laboratories (eg, cleared or approved by the Food and Drug Administration [FDA]). This subsection includes advanced diagnostic laboratory tests (ADLTs) and clinical diagnostic laboratory tests (CDLTs), as defined under the Protecting Access to Medicare Act (PAMA) of 2014. These analyses may include a range of medical laboratory tests including, but not limited to, multianalyte assays with algorithmic analyses (MAAA) and genomic sequencing procedures (GSP). The descriptor nomenclature follows, where possible, existing code conventions (eg, MAAA, GSP). Unless specifically noted, even though the Proprietary Laboratory Analyses section of the code set is located at the end of the Pathology and Laboratory section of the code set, a PLA code does not fulfill Category I code criteria. PLA codes are not required to fulfill the Category I criteria. The standards for inclusion in the PLA section are: The test must be commercially available in the United States for use on human specimens and The clinical laboratory or manufacturer that offers the test must request the code. For similar laboratory analyses that fulfill Category I criteria, see codes listed in the numeric 80000 series. When a PLA code is available to report a given proprietary laboratory service, that PLA code takes precedence. The service should not be reported with any other CPT® code(s) and other CPT® code(s) should not be used to report services that may be reported with that specific PLA code. These codes encompass all analytical services required for the analysis (eg, cell lysis, nucleic acid stabilization, extraction, digestion, amplification, hybridization and detection). For molecular analyses, additional procedures that are required prior to cell lysis (eg, microdissection [codes 88380 and 88381]) may be reported separately. Codes in this subsection are released on a quarterly basis to expedite dissemination for reporting. PLA codes will be published electronically on the AMA CPT® website (ama-assn.org/cpt-pla-codes), distributed via CPT® data files on a quarterly basis, and, at a minimum, made available in print annually in the CPT® codebook. See the Introduction section of the CPT® code set for a complete list of the dates of release and implementation. All codes that are included in this section are also included in Appendix O, with the procedure's proprietary name. In order to report a PLA code, the analysis performed must fulfill the code descriptor and must be the test represented by the proprietary name listed in Appendix O. In some instances, the descriptor language of PLA codes may be identical and the code may only be differentiated by the listed proprietary name in Appendix O. When more than one PLA has an identical descriptor, the codes will be denoted by the symbol "â™“." All PLA tests will have assigned codes in the PLA section of the code set. Any PLA coded test(s) that satisfies Category I criteria and has been accepted by the CPT® Editorial Panel will be designated by the addition of the symbol "^" to the existing PLA code and will remain in the PLA section of the code set. If a proprietary test has already been accepted for a Category I code and a code has not been published, subsequent application for a PLA code will take precedence. The code will only be placed in the PLA section. The accuracy of a PLA code is to be maintained by the original applicant, or the current owner of the test kit or laboratory performing the proprietary test. A new PLA code is required when: 1. Additional nucleic acid (DNA or RNA) and/or protein analysis(es) are added to the current PLA test, or 2. The name of the PLA test has changed in association with changes in test performance or test characteristics. The addition or modification of the therapeutic applications of the test require submission of a code change application, but it may not require a new code number. | 0001U-0599U | https://www.aapc.com/codes/cpt-codes/0383U | 2025-10-27T18:23:40.004472Z
0384U | Nephrology (chronic kidney disease), carboxymethyllysine, methylglyoxal hydroimidazolone, and carboxyethyl lysine by liquid chromatography with tandem mass spectrometry (LC-MS/MS) and HbA1c and estimated glomerular filtration rate (GFR), with risk score reported for predictive progression to high-stage kidney disease | This is a Proprietary Laboratory Analyses (PLA) code, meaning that the code applies to only one unique lab test made by a specific manufacturer or performed by a specific lab. Report 0384U only for NaviDKD™ Predictive Diagnostic Screening for Kidney Health from Journey Biosciences Inc. Using liquid chromatography with tandem mass spectrometry (LC–MS/MS), the test evaluates a blood sample for biomarkers of kidney complications associated with diabetes. The test combines these results with the patient’s HbA1c and estimated glomerular filtration rate to report a risk score for progression to high–stage kidney disease. Explanation Using a blood specimen, the lab analyst extracts amino acids and uses liquid chromatography and mass spectrometry (LC–MS/MS) to measure levels of carboxymethyllysine, methylglyoxal hydroimidazolone, and carboxyethyl lysine in the specimen. These are biomarkers of kidney complications associated with diabetes. The test combines these results with the patient’s HbA1c and estimated glomerular filtration rate (GFR) to report a risk score for progression to high–stage kidney disease. Hemoglobin A1c (HbA1c) measures the amount of sugar (glucose) present in the blood over a period of time, approximately 3 months. GFR is the rate at which the kidneys can process the elements in the blood so they can be eliminated through urine. Clinicians may order this test for patients diagnosed with diabetes to help assess their risk level for developing diabetic kidney disease (DKD). Terminology Amino acids: Organic compounds that combine in chains to form proteins, the body's building blocks, and can provide energy; nonessential amino acids are formed in the body, while essential amino acids must be obtained from food. Glomerular filtration rate (GFR): The rate at which the kidneys can process the elements in the blood so they can be eliminated through urine. Glycosylated hemoglobin test: A reliable and simple laboratory test that measures the amount of sugar (glucose) present in the blood over a period of time, approximately 3 months; also known as hemoglobin A1c, HbA1c, glycohemoglobin, glycated hemoglobin, or glycosylated hemoglobin. Liquid chromatography–tandem mass spectrometry (LC–MS/MS): An automated laboratory test that combines liquid chromatography (LC), which separates components by passing the mixture through a mobile phase in which the components move at different rates, and two mass spectrometry (MS) steps, first to identify components by mass–to–charge ratio, and then to quantify the amounts of the components. Tips Use this code only for the appropriate proprietary test; report one unit of this code for a single specimen analyzed on a single date of service. Some payers may pay separately for collection of the specimen; check with the appropriate payer. Additional Info “U” codes are included in the CPT® code set to identify specific proprietary laboratory analyses (PLA) tests. PLA codes take precedence over the usual 80000 series codes for laboratory/pathology. Use this code only for the above–described test; do not report this test using any other CPT® code. PLA code descriptors follow existing code conventions when possible, and lab techniques used include multianalyte assays with algorithmic analyses (MAAA) and genomic sequencing procedures (GSP), among others. Read Less | Range Specific Guideline Proprietary laboratory analyses (PLA) codes describe proprietary clinical laboratory analyses and can be either provided by a single ("sole-source") laboratory or licensed or marketed to multiple providing laboratories (eg, cleared or approved by the Food and Drug Administration [FDA]). This subsection includes advanced diagnostic laboratory tests (ADLTs) and clinical diagnostic laboratory tests (CDLTs), as defined under the Protecting Access to Medicare Act (PAMA) of 2014. These analyses may include a range of medical laboratory tests including, but not limited to, multianalyte assays with algorithmic analyses (MAAA) and genomic sequencing procedures (GSP). The descriptor nomenclature follows, where possible, existing code conventions (eg, MAAA, GSP). Unless specifically noted, even though the Proprietary Laboratory Analyses section of the code set is located at the end of the Pathology and Laboratory section of the code set, a PLA code does not fulfill Category I code criteria. PLA codes are not required to fulfill the Category I criteria. The standards for inclusion in the PLA section are: The test must be commercially available in the United States for use on human specimens and The clinical laboratory or manufacturer that offers the test must request the code. For similar laboratory analyses that fulfill Category I criteria, see codes listed in the numeric 80000 series. When a PLA code is available to report a given proprietary laboratory service, that PLA code takes precedence. The service should not be reported with any other CPT® code(s) and other CPT® code(s) should not be used to report services that may be reported with that specific PLA code. These codes encompass all analytical services required for the analysis (eg, cell lysis, nucleic acid stabilization, extraction, digestion, amplification, hybridization and detection). For molecular analyses, additional procedures that are required prior to cell lysis (eg, microdissection [codes 88380 and 88381]) may be reported separately. Codes in this subsection are released on a quarterly basis to expedite dissemination for reporting. PLA codes will be published electronically on the AMA CPT® website (ama-assn.org/cpt-pla-codes), distributed via CPT® data files on a quarterly basis, and, at a minimum, made available in print annually in the CPT® codebook. See the Introduction section of the CPT® code set for a complete list of the dates of release and implementation. All codes that are included in this section are also included in Appendix O, with the procedure's proprietary name. In order to report a PLA code, the analysis performed must fulfill the code descriptor and must be the test represented by the proprietary name listed in Appendix O. In some instances, the descriptor language of PLA codes may be identical and the code may only be differentiated by the listed proprietary name in Appendix O. When more than one PLA has an identical descriptor, the codes will be denoted by the symbol "â™“." All PLA tests will have assigned codes in the PLA section of the code set. Any PLA coded test(s) that satisfies Category I criteria and has been accepted by the CPT® Editorial Panel will be designated by the addition of the symbol "^" to the existing PLA code and will remain in the PLA section of the code set. If a proprietary test has already been accepted for a Category I code and a code has not been published, subsequent application for a PLA code will take precedence. The code will only be placed in the PLA section. The accuracy of a PLA code is to be maintained by the original applicant, or the current owner of the test kit or laboratory performing the proprietary test. A new PLA code is required when: 1. Additional nucleic acid (DNA or RNA) and/or protein analysis(es) are added to the current PLA test, or 2. The name of the PLA test has changed in association with changes in test performance or test characteristics. The addition or modification of the therapeutic applications of the test require submission of a code change application, but it may not require a new code number. | 0001U-0599U | https://www.aapc.com/codes/cpt-codes/0384U | 2025-10-27T18:23:58.671047Z
0385U | Nephrology (chronic kidney disease), apolipoprotein A4 (ApoA4), CD5 antigen-like (CD5L), and insulin-like growth factor binding protein 3 (IGFBP3) by enzyme-linked immunoassay (ELISA), plasma, algorithm combining results with HDL, estimated glomerular filtration rate (GFR) and clinical data reported as a risk score for developing diabetic kidney disease | This is a Proprietary Laboratory Analyses (PLA) code, meaning that the code applies to only one unique lab test made by a specific manufacturer or performed by a specific lab. Report 0385U only for PromarkerD from Sonic Reference Laboratory, Proteomics International Pty Ltd. Using enzyme–linked immunoassay (ELISA) method, the test evaluates a blood (plasma) sample for biomarkers of kidney disease associated with diabetes. The test combines these results with the patient’s age, HDL–cholesterol level, and estimated glomerular filtration rate to report a risk score for developing kidney disease. Explanation Using a plasma specimen, the lab analyst performs the technical steps for enzyme–linked immunosorbent assay (ELISA) to measure the levels of three biomarkers related to developing kidney disease: apolipoprotein A4 (ApoA4), CD5 antigen–like (CD5L), and insulin–like growth factor binding protein 3 (IGFBP3). The method involves autoantibodies in the specimen binding to a “capture” antigen and an enzyme labeled “detection” antigen that creates a chromogenic (color) reaction to quantify the level of each autoantibody in the specimen. An autoantibody is an antibody the immune system makes that targets substances formed by a person’s own body. This test includes the analytical services to produce test results and uses those results plus patient data for an algorithmic analysis that reports the findings as a probability or risk score. The 0385U test combines the ELISA results with the patient’s age, HDL–cholesterol level, and estimated glomerular filtration rate (GFR) to report a risk score for developing kidney disease. GFR is the rate at which the kidneys can process the elements in the blood so they can be eliminated through urine. Clinicians may order this test for patients diagnosed with diabetes to help assess their risk level for developing diabetic kidney disease (DKD). Terminology Algorithm: A specific set of step–by–step calculations using defined inputs at each step to produce a useful output; for multianalyte assays with algorithmic analyses (MAAA), the output involves some sort of diagnostic or prognostic information about treatment options or disease outcomes. Antibody: A protein produced by the body as an immune–system response to a specific antigen, such as a bacteria or foreign substance; lab tests may utilize reactions between antibodies and antigens to identify a substance in a patient specimen; may also be referred to as immunoglobulin. Antigen: A substance that the body reacts to with an immune response, such as by producing a specific antibody; lab tests may utilize reactions between antibodies and antigens to identify a substance in a patient specimen. Enzyme: A biological compound that acts as a selective catalyst to increase the rate and specificity of certain biochemical reactions, such as breaking down a specific compound. Enzyme–linked immunosorbent assay (ELISA): A laboratory testing method using an enzyme attached to an antigen or antibody used as a marker to detect a specific substance, such as another antigen or antibody. Glomerular filtration rate (GFR): The rate at which the kidneys can process the elements in the blood so they can be eliminated through urine. High–density lipoprotein (HDL): A constituent or fraction of total cholesterol that transfers cholesterol from body tissues to the liver, essential and good for the body. Plasma: The liquid portion of blood that typically suspends blood cells; plasma accounts for about 55 percent of blood volume and contains important components such as proteins, electrolytes, hormones, and coagulation factors. Tips Use this code only for the appropriate proprietary test; report one unit of this code for a single specimen analyzed on a single date of service. Some payers may pay separately for collection of the specimen; check with the appropriate payer. Additional Info “U” codes are included in the CPT® code set to identify specific proprietary laboratory analyses (PLA) tests. PLA codes take precedence over the usual 80000 series codes for laboratory/pathology. Use this code only for the above–described test; do not report this test using any other CPT® code. PLA code descriptors follow existing code conventions when possible, and lab techniques used include multianalyte assays with algorithmic analyses (MAAA) and genomic sequencing procedures (GSP), among others. Read Less | Range Specific Guideline Proprietary laboratory analyses (PLA) codes describe proprietary clinical laboratory analyses and can be either provided by a single ("sole-source") laboratory or licensed or marketed to multiple providing laboratories (eg, cleared or approved by the Food and Drug Administration [FDA]). This subsection includes advanced diagnostic laboratory tests (ADLTs) and clinical diagnostic laboratory tests (CDLTs), as defined under the Protecting Access to Medicare Act (PAMA) of 2014. These analyses may include a range of medical laboratory tests including, but not limited to, multianalyte assays with algorithmic analyses (MAAA) and genomic sequencing procedures (GSP). The descriptor nomenclature follows, where possible, existing code conventions (eg, MAAA, GSP). Unless specifically noted, even though the Proprietary Laboratory Analyses section of the code set is located at the end of the Pathology and Laboratory section of the code set, a PLA code does not fulfill Category I code criteria. PLA codes are not required to fulfill the Category I criteria. The standards for inclusion in the PLA section are: The test must be commercially available in the United States for use on human specimens and The clinical laboratory or manufacturer that offers the test must request the code. For similar laboratory analyses that fulfill Category I criteria, see codes listed in the numeric 80000 series. When a PLA code is available to report a given proprietary laboratory service, that PLA code takes precedence. The service should not be reported with any other CPT® code(s) and other CPT® code(s) should not be used to report services that may be reported with that specific PLA code. These codes encompass all analytical services required for the analysis (eg, cell lysis, nucleic acid stabilization, extraction, digestion, amplification, hybridization and detection). For molecular analyses, additional procedures that are required prior to cell lysis (eg, microdissection [codes 88380 and 88381]) may be reported separately. Codes in this subsection are released on a quarterly basis to expedite dissemination for reporting. PLA codes will be published electronically on the AMA CPT® website (ama-assn.org/cpt-pla-codes), distributed via CPT® data files on a quarterly basis, and, at a minimum, made available in print annually in the CPT® codebook. See the Introduction section of the CPT® code set for a complete list of the dates of release and implementation. All codes that are included in this section are also included in Appendix O, with the procedure's proprietary name. In order to report a PLA code, the analysis performed must fulfill the code descriptor and must be the test represented by the proprietary name listed in Appendix O. In some instances, the descriptor language of PLA codes may be identical and the code may only be differentiated by the listed proprietary name in Appendix O. When more than one PLA has an identical descriptor, the codes will be denoted by the symbol "â™“." All PLA tests will have assigned codes in the PLA section of the code set. Any PLA coded test(s) that satisfies Category I criteria and has been accepted by the CPT® Editorial Panel will be designated by the addition of the symbol "^" to the existing PLA code and will remain in the PLA section of the code set. If a proprietary test has already been accepted for a Category I code and a code has not been published, subsequent application for a PLA code will take precedence. The code will only be placed in the PLA section. The accuracy of a PLA code is to be maintained by the original applicant, or the current owner of the test kit or laboratory performing the proprietary test. A new PLA code is required when: 1. Additional nucleic acid (DNA or RNA) and/or protein analysis(es) are added to the current PLA test, or 2. The name of the PLA test has changed in association with changes in test performance or test characteristics. The addition or modification of the therapeutic applications of the test require submission of a code change application, but it may not require a new code number. | 0001U-0599U | https://www.aapc.com/codes/cpt-codes/0385U | 2025-10-27T18:24:16.865155Z
0387U | Oncology (melanoma), autophagy and beclin 1 regulator 1 (AMBRA1) and loricrin (AMLo) by immunohistochemistry, formalin-fixed paraffin-embedded (FFPE) tissue, report for risk of progression Notes: (Do not report 0387U in conjunction with 88341, 88342) | This is a Proprietary Laboratory Analyses (PLA) code, meaning that the code describes only one unique lab test made by a specific manufacturer or performed by a specific lab. Code 0387U describes AMBLor® melanoma prognostic test from Avero® Diagnostics. The test uses immunohistochemistry staining on a formalin–fixed paraffin–embedded (FFPE) melanoma tissue specimen to identify two biomarkers. Using an algorithmic analysis of the biomarker levels, the test reports a risk score for melanoma progression and metastasis. Explanation The test evaluates immunohistochemistry stains for two biomarkers, autophagy and beclin 1 regulator 1 (AMBRA1) and loricrin (AMLo), on formalin–fixed paraffin–embedded tissue from a patient with early–stage melanoma (stage I or II based on American Joint Committee on Cancer [AJCC] staging criteria). The procedure compares levels of AMBRA1 and loricrin in skin overlying the tumor compared to clear skin margins. This is a multianalyte assay with algorithmic analysis (MAAA), which includes the analytical services to produce test results and uses those results plus patient data for an algorithmic analysis that reports the findings as a probability or risk score. If immunohistochemistry indicates normal expression of either or both biomarkers in skin overlying the tumor, the algorithm predicts low risk of progression to metastasis. Clinicians may order this test to identify whether a patient with early–stage melanoma is at low risk of disease progression. The results may allow the clinician to personalize a follow–up schedule. Terminology Algorithm: A specific set of step–by–step calculations using defined inputs at each step to produce a useful output; for multianalyte assays with algorithmic analyses (MAAA), the output involves some sort of diagnostic or prognostic information about treatment options or disease outcomes. Biomarker, biological marker, biochemical marker: A measurable substance, such as an enzyme, protein, or gene, that is an indicator of a condition, disease, or normal or abnormal process. Formalin–fixed paraffin–embedded (FFPE): A method to preserve a tissue specimen, such as a biopsy, and prepare it for microscopic examination; the process uses formalin (formaldehyde) to preserve (fix) the tissue and paraffin to embed the tissue in a waxy block that can be sliced thin for viewing on a microscope slide. Immunohistochemistry: A biochemical test that uses an antibody/antigen reaction to detect and possibly quantify a specific substance present in the specimen, such as blood; also called immunoassay. Melanoma: A deadly form of cancer, primarily of the skin, but it can affect other organs that contain melanocytes, cells that produce the pigment melanin. Metastasis: Cancer that has spread from its original location to another place in the body; also known as metastatic cancer. Multianalyte assays with algorithmic analyses (MAAA): A set of codes generally unique to a single clinical laboratory or manufacture; they typically list all the analytic and algorithmic analysis for a type of disease, such cancer; the type and number of analytes, such as proteins; the lab methods, such as immunoassay; the specimen type, such as blood; and the result type, such as prognostic risk score. Tips Use this code only for the appropriate proprietary test; report one unit of this code for a single specimen analyzed on a single date of service. Do not report immunohistochemical stain codes +88341, 88342 in addition to 0387U. Additional Info “U” codes are included in the CPT® code set to identify specific proprietary laboratory analyses (PLA) tests. PLA codes take precedence over the usual 80000 series codes for laboratory/pathology. Use this code only for the above–described test; do not report this test using any other CPT® code. PLA code descriptors follow existing code conventions when possible, and lab techniques used include multianalyte assays with algorithmic analyses (MAAA) and genomic sequencing procedures (GSP), among others. Read Less | Range Specific Guideline Proprietary laboratory analyses (PLA) codes describe proprietary clinical laboratory analyses and can be either provided by a single ("sole-source") laboratory or licensed or marketed to multiple providing laboratories (eg, cleared or approved by the Food and Drug Administration [FDA]). This subsection includes advanced diagnostic laboratory tests (ADLTs) and clinical diagnostic laboratory tests (CDLTs), as defined under the Protecting Access to Medicare Act (PAMA) of 2014. These analyses may include a range of medical laboratory tests including, but not limited to, multianalyte assays with algorithmic analyses (MAAA) and genomic sequencing procedures (GSP). The descriptor nomenclature follows, where possible, existing code conventions (eg, MAAA, GSP). Unless specifically noted, even though the Proprietary Laboratory Analyses section of the code set is located at the end of the Pathology and Laboratory section of the code set, a PLA code does not fulfill Category I code criteria. PLA codes are not required to fulfill the Category I criteria. The standards for inclusion in the PLA section are: The test must be commercially available in the United States for use on human specimens and The clinical laboratory or manufacturer that offers the test must request the code. For similar laboratory analyses that fulfill Category I criteria, see codes listed in the numeric 80000 series. When a PLA code is available to report a given proprietary laboratory service, that PLA code takes precedence. The service should not be reported with any other CPT® code(s) and other CPT® code(s) should not be used to report services that may be reported with that specific PLA code. These codes encompass all analytical services required for the analysis (eg, cell lysis, nucleic acid stabilization, extraction, digestion, amplification, hybridization and detection). For molecular analyses, additional procedures that are required prior to cell lysis (eg, microdissection [codes 88380 and 88381]) may be reported separately. Codes in this subsection are released on a quarterly basis to expedite dissemination for reporting. PLA codes will be published electronically on the AMA CPT® website (ama-assn.org/cpt-pla-codes), distributed via CPT® data files on a quarterly basis, and, at a minimum, made available in print annually in the CPT® codebook. See the Introduction section of the CPT® code set for a complete list of the dates of release and implementation. All codes that are included in this section are also included in Appendix O, with the procedure's proprietary name. In order to report a PLA code, the analysis performed must fulfill the code descriptor and must be the test represented by the proprietary name listed in Appendix O. In some instances, the descriptor language of PLA codes may be identical and the code may only be differentiated by the listed proprietary name in Appendix O. When more than one PLA has an identical descriptor, the codes will be denoted by the symbol "â™“." All PLA tests will have assigned codes in the PLA section of the code set. Any PLA coded test(s) that satisfies Category I criteria and has been accepted by the CPT® Editorial Panel will be designated by the addition of the symbol "^" to the existing PLA code and will remain in the PLA section of the code set. If a proprietary test has already been accepted for a Category I code and a code has not been published, subsequent application for a PLA code will take precedence. The code will only be placed in the PLA section. The accuracy of a PLA code is to be maintained by the original applicant, or the current owner of the test kit or laboratory performing the proprietary test. A new PLA code is required when: 1. Additional nucleic acid (DNA or RNA) and/or protein analysis(es) are added to the current PLA test, or 2. The name of the PLA test has changed in association with changes in test performance or test characteristics. The addition or modification of the therapeutic applications of the test require submission of a code change application, but it may not require a new code number. | 0001U-0599U | https://www.aapc.com/codes/cpt-codes/0387U | 2025-10-27T18:24:34.984047Z
0388U | Oncology (non-small cell lung cancer), next-generation sequencing with identification of single nucleotide variants, copy number variants, insertions and deletions, and structural variants in 37 cancer-related genes, plasma, with report for alteration detection | This is a Proprietary Laboratory Analyses (PLA) code, meaning that the code applies to only one unique lab test made by a specific manufacturer or performed by a specific lab. Report 0388U only for InVisionFirst®–Lung Liquid Biopsy from Inivata Inc. The test evaluates a plasma specimen from a non–small cell lung cancer (NSCLC) patient for circulating tumor DNA (ctDNA) and provides a tumor genetic profile that can impact treatment decisions. Explanation The lab analyst processes a blood sample from a non–small cell lung cancer (NSCLC) patient to separate the plasma and extract cell–free DNA (cfDNA). The analyst then identifies and amplifies (increases the amount of) circulating tumor DNA (ctDNA). Using the InVision® next–generation sequencing (NGS) platform, the analyst evaluates 37 cancer–related genes for alterations (mutations) such as single nucleotide variants (SNVs), copy number variants (CNVs), insertions and deletions (indels), and structural variants (SV) such as gene fusions. NGS uses an automated instrument that can simultaneously determine the order of DNA or RNA nucleotides in many genes and uses bioinformatics to interpret the results. Clinicians may order this test as a noninvasive liquid biopsy to provide results that inform therapeutic decisions for advanced NSCLC patients. At the time of diagnosis or disease progression, the test results may help clinicians determine if the tumor is suitable for approved targeted therapies, such as EGFR tyrosine kinase inhibitors, or treatments available in current clinical trials. Terminology Amplification: Making more copies of a desired gene for study by processes such as polymerase chain reaction (PCR) or transcription of DNA to RNA and reverse transcription from RNA to make an additional copy of the DNA. Cell–free DNA (cfDNA): Nonencapsulated DNA in the form of nucleic acid fragments that enter the bloodstream during apoptosis (programmed, or normal, cell death) or necrosis (cell death due to loss of blood supply from injury, radiation, or chemicals). Circulating–tumor DNA (ctDNA): DNA that comes from a tumor and circulates in the blood; a specific type of cell–free DNA. Deoxyribonucleic acid (DNA): A form of nucleic acid that consists of a sequence of specific biological chemicals (nucleotides) which carry genetic information. Duplication and/or deletion: Increase and/or decrease in the normal copy number, which is two copies of a gene sequence. Gene: Specific nucleic acid sequence associated with a unique function in the body such as production of a specific protein. Liquid biopsy: Blood test to find biomarkers or bits of nucleic acids or cancer cells that break off from a tumor and circulate in the blood; may be useful for finding early–stage cancer. Mutation: An alteration in a deoxyribonucleic acid (DNA) sequence that may lead to pathologic changes in the organism. Next–generation sequencing (NGS): A general term for a number of different modern DNA and RNA sequencing technologies that are quicker and cheaper than the previous methods; also known as high–throughput sequencing. Non–small cell lung cancer (NSCLC): A general term that includes all types of lung cancer except for small cell lung cancer, a more aggressive form of cancer that occurs primarily in smokers and rapidly spreads to other parts of the body. Plasma: The liquid portion of blood that typically suspends blood cells; plasma accounts for about 55 percent of blood volume and contains important components such as proteins, electrolytes, hormones, and coagulation factors. Variant: A gene that differs from the usual nucleic acid sequence due to events such as nucleotide deletions or insertions or substitutions; may cause conditions such as genetic disorders or cancer. Tips Use this code only for the appropriate proprietary test; report one unit of this code for a single specimen analyzed on a single date of service. Some payers may pay separately for collecting the specimen. Additional Info “U” codes are included in the CPT® code set to identify specific proprietary laboratory analyses (PLA) tests. PLA codes take precedence over the usual 80000 series codes for laboratory/pathology. Use this code only for the above–described test; do not report this test using any other CPT® code. PLA code descriptors follow existing code conventions when possible, and lab techniques used include multianalyte assays with algorithmic analyses (MAAA) and genomic sequencing procedures (GSP), among others. Read Less | Range Specific Guideline Proprietary laboratory analyses (PLA) codes describe proprietary clinical laboratory analyses and can be either provided by a single ("sole-source") laboratory or licensed or marketed to multiple providing laboratories (eg, cleared or approved by the Food and Drug Administration [FDA]). This subsection includes advanced diagnostic laboratory tests (ADLTs) and clinical diagnostic laboratory tests (CDLTs), as defined under the Protecting Access to Medicare Act (PAMA) of 2014. These analyses may include a range of medical laboratory tests including, but not limited to, multianalyte assays with algorithmic analyses (MAAA) and genomic sequencing procedures (GSP). The descriptor nomenclature follows, where possible, existing code conventions (eg, MAAA, GSP). Unless specifically noted, even though the Proprietary Laboratory Analyses section of the code set is located at the end of the Pathology and Laboratory section of the code set, a PLA code does not fulfill Category I code criteria. PLA codes are not required to fulfill the Category I criteria. The standards for inclusion in the PLA section are: The test must be commercially available in the United States for use on human specimens and The clinical laboratory or manufacturer that offers the test must request the code. For similar laboratory analyses that fulfill Category I criteria, see codes listed in the numeric 80000 series. When a PLA code is available to report a given proprietary laboratory service, that PLA code takes precedence. The service should not be reported with any other CPT® code(s) and other CPT® code(s) should not be used to report services that may be reported with that specific PLA code. These codes encompass all analytical services required for the analysis (eg, cell lysis, nucleic acid stabilization, extraction, digestion, amplification, hybridization and detection). For molecular analyses, additional procedures that are required prior to cell lysis (eg, microdissection [codes 88380 and 88381]) may be reported separately. Codes in this subsection are released on a quarterly basis to expedite dissemination for reporting. PLA codes will be published electronically on the AMA CPT® website (ama-assn.org/cpt-pla-codes), distributed via CPT® data files on a quarterly basis, and, at a minimum, made available in print annually in the CPT® codebook. See the Introduction section of the CPT® code set for a complete list of the dates of release and implementation. All codes that are included in this section are also included in Appendix O, with the procedure's proprietary name. In order to report a PLA code, the analysis performed must fulfill the code descriptor and must be the test represented by the proprietary name listed in Appendix O. In some instances, the descriptor language of PLA codes may be identical and the code may only be differentiated by the listed proprietary name in Appendix O. When more than one PLA has an identical descriptor, the codes will be denoted by the symbol "â™“." All PLA tests will have assigned codes in the PLA section of the code set. Any PLA coded test(s) that satisfies Category I criteria and has been accepted by the CPT® Editorial Panel will be designated by the addition of the symbol "^" to the existing PLA code and will remain in the PLA section of the code set. If a proprietary test has already been accepted for a Category I code and a code has not been published, subsequent application for a PLA code will take precedence. The code will only be placed in the PLA section. The accuracy of a PLA code is to be maintained by the original applicant, or the current owner of the test kit or laboratory performing the proprietary test. A new PLA code is required when: 1. Additional nucleic acid (DNA or RNA) and/or protein analysis(es) are added to the current PLA test, or 2. The name of the PLA test has changed in association with changes in test performance or test characteristics. The addition or modification of the therapeutic applications of the test require submission of a code change application, but it may not require a new code number. | 0001U-0599U | https://www.aapc.com/codes/cpt-codes/0388U | 2025-10-27T18:24:53.344761Z
0389U | Pediatric febrile illness (Kawasaki disease [KD]), interferon alpha-inducible protein 27 (IFI27) and mast cell-expressed membrane protein 1 (MCEMP1), RNA, using quantitative reverse transcription polymerase chain reaction (RT-qPCR), blood, reported as a risk score for KD | This is a Proprietary Laboratory Analyses (PLA) code, meaning that the code applies to only one unique lab test made by a specific manufacturer or performed by a specific lab. Report 0389U only for KawasakiDx, OncoOmicsDx Laboratory from mProbe. The test evaluates a patient blood specimen for RNA expression of two genes listed in the code and reports a risk score for Kawasaki disease (KD), a fever of unknown origin in children. Explanation The lab analyst evaluates a blood specimen for activity (gene expression) of two genes: alphainducible protein 27 (IFI27) and mast cell–expressed membrane protein 1 (MCEMP1). The procedure involves reverse transcription–quantitative polymerase chain reaction (RT–qPCR), which uses RNA in the specimen as a template to make DNA (reverse transcription) and creates more copies of the DNA using PCR. The RT–qPCR process creates a gene expression profile indicating which DNA sequences are actively expressed — that is, transcribed to RNA and translated to a protein that performs some function in the body. This is a multianalyte assay with algorithmic analysis (MAAA), which includes the analytical services to produce test results and uses those results plus patient data for an algorithmic analysis that reports the findings as a probability or risk score. Using the blood RNA expression levels plus patient data such as age and possibly clinical factors, the algorithm provides a probability score for the likelihood that the patient has Kawasaki disease (KD), also known as Kawasaki syndrome. Clinicians may order this test for infants and children with fever lasting more than five days presenting with at least four other symptoms such as inflammation of the eye conjunctiva, reddening of lips and oral cavity, skin rash, reddening of palms and soles, and enlargement of lymph nodes in the neck. Results of the test can aid in early diagnosis of KD in children, resulting in earlier clinical intervention. Left untreated, KD may result in coronary artery lesions that can lead to aneurysm and may adversely impact other organs. Terminology Algorithm: A specific set of step–by–step calculations using defined inputs at each step to produce a useful output; for multianalyte assays with algorithmic analyses (MAAA), the output involves some sort of diagnostic or prognostic information about treatment options or disease outcomes. Amplification: Making more copies of a desired gene for study by processes such as polymerase chain reaction (PCR) or transcription of DNA to RNA and reverse transcription from RNA to make an additional copy of the DNA. Gene expression: The two–step process by which cells generate messenger RNA (mRNA) from a DNA template (transcription), then generate a protein from the mRNA template (translation). Kawasaki disease: A childhood fever of unknown origin involving other symptoms such as red/irritated eyes and mouth, swollen neck lymph nodes, and swollen hands and feet. Multianalyte assays with algorithmic analyses (MAAA): A set of codes generally unique to a single clinical laboratory or manufacture; they typically list all the analytic and algorithmic analysis for a type of disease, such cancer; the type and number of analytes, such as proteins; the lab methods, such as immunoassay; the specimen type, such as blood; and the result type, such as prognostic risk score. Nucleic acid: A sequence of specific biological chemicals (nucleotides) that carry genetic information; known as deoxyribonucleic acid (DNA) or ribonucleic acid (RNA). Polymerase chain reaction (PCR): A rapid technique for making more copies (amplifying) of a DNA or RNA sequence used in the laboratory. Real–time polymerase chain reaction (real–time PCR): A laboratory technique that monitors the progress of a PCR reaction in real time and allows quantification (counting) of PCR product (DNA, cDNA, or RNA) from a relatively small amount; sometimes called quantitative PCR (qPCR). Reverse transcription–polymerase chain reaction (RT–PCR): A technique to measure specimen RNA levels by reacting RNA with the enzyme reverse transcriptase to produce complementary DNA (cDNA), which is more stable than RNA, and then create more copies of the DNA by polymerase chain reaction (PCR). Tips Use this code only for the appropriate proprietary test; report one unit of this code for a single specimen analyzed on a single date of service. Some payers may pay separately for collecting the specimen. Additional Info “U” codes are included in the CPT® code set to identify specific proprietary laboratory analyses (PLA) tests. PLA codes take precedence over the usual 80000 series codes for laboratory/pathology. Use this code only for the above–described test; do not report this test using any other CPT® code. PLA code descriptors follow existing code conventions when possible, and lab techniques used include multianalyte assays with algorithmic analyses (MAAA) and genomic sequencing procedures (GSP), among others. Read Less | Range Specific Guideline Proprietary laboratory analyses (PLA) codes describe proprietary clinical laboratory analyses and can be either provided by a single ("sole-source") laboratory or licensed or marketed to multiple providing laboratories (eg, cleared or approved by the Food and Drug Administration [FDA]). This subsection includes advanced diagnostic laboratory tests (ADLTs) and clinical diagnostic laboratory tests (CDLTs), as defined under the Protecting Access to Medicare Act (PAMA) of 2014. These analyses may include a range of medical laboratory tests including, but not limited to, multianalyte assays with algorithmic analyses (MAAA) and genomic sequencing procedures (GSP). The descriptor nomenclature follows, where possible, existing code conventions (eg, MAAA, GSP). Unless specifically noted, even though the Proprietary Laboratory Analyses section of the code set is located at the end of the Pathology and Laboratory section of the code set, a PLA code does not fulfill Category I code criteria. PLA codes are not required to fulfill the Category I criteria. The standards for inclusion in the PLA section are: The test must be commercially available in the United States for use on human specimens and The clinical laboratory or manufacturer that offers the test must request the code. For similar laboratory analyses that fulfill Category I criteria, see codes listed in the numeric 80000 series. When a PLA code is available to report a given proprietary laboratory service, that PLA code takes precedence. The service should not be reported with any other CPT® code(s) and other CPT® code(s) should not be used to report services that may be reported with that specific PLA code. These codes encompass all analytical services required for the analysis (eg, cell lysis, nucleic acid stabilization, extraction, digestion, amplification, hybridization and detection). For molecular analyses, additional procedures that are required prior to cell lysis (eg, microdissection [codes 88380 and 88381]) may be reported separately. Codes in this subsection are released on a quarterly basis to expedite dissemination for reporting. PLA codes will be published electronically on the AMA CPT® website (ama-assn.org/cpt-pla-codes), distributed via CPT® data files on a quarterly basis, and, at a minimum, made available in print annually in the CPT® codebook. See the Introduction section of the CPT® code set for a complete list of the dates of release and implementation. All codes that are included in this section are also included in Appendix O, with the procedure's proprietary name. In order to report a PLA code, the analysis performed must fulfill the code descriptor and must be the test represented by the proprietary name listed in Appendix O. In some instances, the descriptor language of PLA codes may be identical and the code may only be differentiated by the listed proprietary name in Appendix O. When more than one PLA has an identical descriptor, the codes will be denoted by the symbol "â™“." All PLA tests will have assigned codes in the PLA section of the code set. Any PLA coded test(s) that satisfies Category I criteria and has been accepted by the CPT® Editorial Panel will be designated by the addition of the symbol "^" to the existing PLA code and will remain in the PLA section of the code set. If a proprietary test has already been accepted for a Category I code and a code has not been published, subsequent application for a PLA code will take precedence. The code will only be placed in the PLA section. The accuracy of a PLA code is to be maintained by the original applicant, or the current owner of the test kit or laboratory performing the proprietary test. A new PLA code is required when: 1. Additional nucleic acid (DNA or RNA) and/or protein analysis(es) are added to the current PLA test, or 2. The name of the PLA test has changed in association with changes in test performance or test characteristics. The addition or modification of the therapeutic applications of the test require submission of a code change application, but it may not require a new code number. | 0001U-0599U | https://www.aapc.com/codes/cpt-codes/0389U | 2025-10-27T18:25:11.061033Z
0390U | Obstetrics (preeclampsia), kinase insert domain receptor (KDR), Endoglin (ENG), and retinol-binding protein 4 (RBP4), by immunoassay, serum, algorithm reported as a risk score | This is a Proprietary Laboratory Analyses (PLA) code, meaning that the code applies to only one unique lab test made by a specific manufacturer or performed by a specific lab. Report 0390U only for PEPredictDx, OncoOmicsDx Laboratory from mProbe. The test evaluates a patient blood (serum) specimen for three biomarkers listed in the code using immunoassay technique and reports a risk score for preeclampsia (PE) as early as 11 weeks in pregnancy. Explanation The lab analyst processes the blood specimen from a pregnant patient as early as 11 weeks gestation to determine the serum level of three biomarkers: kinase insert domain receptor (KDR), endoglin (ENG), and retinol–binding protein 4 (RBP4). The analyst performs the test on an automated platform using labeled antibodies that bind with target biomarkers to accurately quantify levels in the specimen. This is a multianalyte assay with algorithmic analysis (MAAA), which includes the analytical services to produce test results and uses those results plus patient data for an algorithmic analysis that reports the findings as a probability or risk score. Using the serum KDR, ENG, and RBP4 levels plus patient data such as age, gestational status, and possibly other clinical factors, the algorithm provides a probability score for the likelihood that the patient will develop preeclampsia (PE). Clinicians may order this test beginning at 11 weeks gestation. Early testing is crucial because the current clinical recommendation for at–risk patients is to take low–dose aspirin before 16 weeks gestation to prevent PE. The condition can negatively impact maternal and fetal health, and is one of three major causes of maternal death. Terminology Algorithm: A specific set of step–by–step calculations using defined inputs at each step to produce a useful output; for multianalyte assays with algorithmic analyses (MAAA), the output involves some sort of diagnostic or prognostic information about treatment options or disease outcomes. Biomarker, biological marker, biochemical marker: A measurable substance, such as an enzyme, Immunoassay: A biochemical test that uses an antibody/antigen reaction to detect and possibly quantify a specific substance present in the specimen, such as blood. Immunoassay: A biochemical test that uses an antibody/antigen reaction to detect and possibly quantify a specific substance present in the specimen, such as blood. Multianalyte assays with algorithmic analyses (MAAA): A set of codes generally unique to a single clinical laboratory or manufacture; they typically list all the analytic and algorithmic analysis for a type of disease, such cancer; the type and number of analytes, such as proteins; the lab methods, such as immunoassay; the specimen type, such as blood; and the result type, such as prognostic risk score. Preeclampsia: A marked elevation of blood pressure and increased urine protein after the twentieth week of pregnancy. Serum: The clear liquid portion of blood that is not cellular and contains important components such as antibodies, proteins produced in blood that are activated as part of the immune response to neutralize specific invaders such as bacteria or viruses. Tips Use this code only for the appropriate proprietary test; report one unit of this code for a single specimen analyzed on a single date of service. Some payers may pay separately for collecting the specimen. Additional Info “U” codes are included in the CPT® code set to identify specific proprietary laboratory analyses (PLA) tests. PLA codes take precedence over the usual 80000 series codes for laboratory/pathology. Use this code only for the above–described test; do not report this test using any other CPT® code. PLA code descriptors follow existing code conventions when possible, and lab techniques used include multianalyte assays with algorithmic analyses (MAAA) and genomic sequencing procedures (GSP), among others. Read Less | Range Specific Guideline Proprietary laboratory analyses (PLA) codes describe proprietary clinical laboratory analyses and can be either provided by a single ("sole-source") laboratory or licensed or marketed to multiple providing laboratories (eg, cleared or approved by the Food and Drug Administration [FDA]). This subsection includes advanced diagnostic laboratory tests (ADLTs) and clinical diagnostic laboratory tests (CDLTs), as defined under the Protecting Access to Medicare Act (PAMA) of 2014. These analyses may include a range of medical laboratory tests including, but not limited to, multianalyte assays with algorithmic analyses (MAAA) and genomic sequencing procedures (GSP). The descriptor nomenclature follows, where possible, existing code conventions (eg, MAAA, GSP). Unless specifically noted, even though the Proprietary Laboratory Analyses section of the code set is located at the end of the Pathology and Laboratory section of the code set, a PLA code does not fulfill Category I code criteria. PLA codes are not required to fulfill the Category I criteria. The standards for inclusion in the PLA section are: The test must be commercially available in the United States for use on human specimens and The clinical laboratory or manufacturer that offers the test must request the code. For similar laboratory analyses that fulfill Category I criteria, see codes listed in the numeric 80000 series. When a PLA code is available to report a given proprietary laboratory service, that PLA code takes precedence. The service should not be reported with any other CPT® code(s) and other CPT® code(s) should not be used to report services that may be reported with that specific PLA code. These codes encompass all analytical services required for the analysis (eg, cell lysis, nucleic acid stabilization, extraction, digestion, amplification, hybridization and detection). For molecular analyses, additional procedures that are required prior to cell lysis (eg, microdissection [codes 88380 and 88381]) may be reported separately. Codes in this subsection are released on a quarterly basis to expedite dissemination for reporting. PLA codes will be published electronically on the AMA CPT® website (ama-assn.org/cpt-pla-codes), distributed via CPT® data files on a quarterly basis, and, at a minimum, made available in print annually in the CPT® codebook. See the Introduction section of the CPT® code set for a complete list of the dates of release and implementation. All codes that are included in this section are also included in Appendix O, with the procedure's proprietary name. In order to report a PLA code, the analysis performed must fulfill the code descriptor and must be the test represented by the proprietary name listed in Appendix O. In some instances, the descriptor language of PLA codes may be identical and the code may only be differentiated by the listed proprietary name in Appendix O. When more than one PLA has an identical descriptor, the codes will be denoted by the symbol "â™“." All PLA tests will have assigned codes in the PLA section of the code set. Any PLA coded test(s) that satisfies Category I criteria and has been accepted by the CPT® Editorial Panel will be designated by the addition of the symbol "^" to the existing PLA code and will remain in the PLA section of the code set. If a proprietary test has already been accepted for a Category I code and a code has not been published, subsequent application for a PLA code will take precedence. The code will only be placed in the PLA section. The accuracy of a PLA code is to be maintained by the original applicant, or the current owner of the test kit or laboratory performing the proprietary test. A new PLA code is required when: 1. Additional nucleic acid (DNA or RNA) and/or protein analysis(es) are added to the current PLA test, or 2. The name of the PLA test has changed in association with changes in test performance or test characteristics. The addition or modification of the therapeutic applications of the test require submission of a code change application, but it may not require a new code number. | 0001U-0599U | https://www.aapc.com/codes/cpt-codes/0390U | 2025-10-27T18:25:28.719703Z
0391U | Oncology (solid tumor), DNA and RNA by next-generation sequencing, utilizing formalin-fixed paraffin-embedded (FFPE) tissue, 437 genes, interpretive report for single nucleotide variants, splice-site variants, insertions/deletions, copy number alterations, gene fusions, tumor mutational burden, and microsatellite instability, with algorithm quantifying immunotherapy response score | This is a Proprietary Laboratory Analyses (PLA) code, meaning that the code applies to only one unique lab test made by a specific manufacturer or performed by a specific lab. Report 0391U only for Strata Select™ from Strata Oncology Inc. The test uses next–generation sequencing (NGS) to evaluate formalin–fixed paraffin–embedded (FFPE) solid tumor tissue for DNA and RNA analysis of 437 genes and evaluates the findings to guide possible immunotherapy treatment options. Explanation Using formalin–fixed paraffin–embedded (FFPE) solid tumor tissue, the analyst evaluates the specimen using a next–generation sequencing (NGS) targeted gene panel. NGS uses an automated instrument that can simultaneously determine the order of DNA or RNA nucleotides in many genes and uses bioinformatics to interpret the results. This test compares the digital sequence library from the specimen to a comprehensive panel of 437 solid organ cancer–related genes, detecting single nucleotide polymorphisms (SNPs), copy number variations (CNVs), insertions/deletions, and gene fusions. The test also evaluates the extent of mutation, including microsatellite instability (MSI, which is the predisposition to mutation) and tumor mutational burden (TMB, which is an estimate of the level of mutation in cancer cells). This is a multianalyte assay with algorithmic analysis (MAAA), which includes the analytical services to produce test results and uses those results plus patient data for an algorithmic analysis that reports the findings as a probability or risk score. Clinicians may order this test when a tissue biopsy is performed for patients with a tumor in any organ. The algorithm for this test provides a quantitative immunotherapy response score (IRS) that can help predict patient response to therapies targeted to specific genomic alterations or immunotherapies, such as PD–1/PD–L1 inhibitors, leading to better patient outcomes. Terminology Algorithm: A specific set of step–by–step calculations using defined inputs at each step to produce a useful output; for multianalyte assays with algorithmic analyses (MAAA), the output involves some sort of diagnostic or prognostic information about treatment options or disease outcomes. Bioinformatics: Discipline used to gather, store, and evaluate biological data, such as gene sequences, using computer systems. Deoxyribonucleic acid (DNA): A form of nucleic acid that consists of a sequence of specific biological chemicals (nucleotides) which carry genetic information.? Duplication and/or deletion: Increase and/or decrease in the normal copy number, which is two copies of a gene sequence. Formalin–fixed paraffin–embedded (FFPE): A method to preserve a tissue specimen, such as a biopsy, and prepare it for microscopic examination; the process uses formalin (formaldehyde) to preserve (fix) the tissue and paraffin to embed the tissue in a waxy block that can be sliced thin for viewing on a microscope slide. Gene: Specific nucleic acid sequence associated with a unique function in the body such as production of a specific protein. Immunotherapy: Treatment of a disease by suppressing or otherwise manipulating the immunity of the body. Microsatellite instability: The tendency of genes to mutate due to impaired DNA mismatch repair (MMR). Mutation: An alteration in a deoxyribonucleic acid (DNA) sequence that may lead to pathologic changes in the organism. Neoplasm: An abnormal mass or other tissue growth that can be benign or cancerous. Next–generation sequencing (NGS): A general term for a number of different modern DNA and RNA sequencing technologies that are quicker and cheaper than the previous methods; also known as high–throughput sequencing. Targeted (gene) sequencing: Molecular gene sequencing technology, often next–generation sequencing (NGS), that focuses on a specific gene, set of genes, or gene region for analysis, useful in identifying whether genes or genetic mutations known to be associated with specific conditions are present; in NGS, multiple genes can be assessed across many samples in parallel at the same time. Single nucleotide polymorphism (SNP): Compared to the population, a difference in a single nucleotide in a nucleic acid sequence that may be associated with a specific disease or condition. Variant: A gene that differs from the usual nucleic acid sequence due to events such as nucleotide deletions or insertions or substitutions; may cause conditions such as genetic disorders or cancer. Tips Use this code only for the appropriate proprietary test; report one unit of this code for a single specimen analyzed on a single date of service. Additional Info “U” codes are included in the CPT® code set to identify specific proprietary laboratory analyses (PLA) tests. PLA codes take precedence over the usual 80000 series codes for laboratory/pathology. Use this code only for the above–described test; do not report this test using any other CPT® code. PLA code descriptors follow existing code conventions when possible, and lab techniques used include multianalyte assays with algorithmic analyses (MAAA) and genomic sequencing procedures (GSP), among others. Read Less | Range Specific Guideline Proprietary laboratory analyses (PLA) codes describe proprietary clinical laboratory analyses and can be either provided by a single ("sole-source") laboratory or licensed or marketed to multiple providing laboratories (eg, cleared or approved by the Food and Drug Administration [FDA]). This subsection includes advanced diagnostic laboratory tests (ADLTs) and clinical diagnostic laboratory tests (CDLTs), as defined under the Protecting Access to Medicare Act (PAMA) of 2014. These analyses may include a range of medical laboratory tests including, but not limited to, multianalyte assays with algorithmic analyses (MAAA) and genomic sequencing procedures (GSP). The descriptor nomenclature follows, where possible, existing code conventions (eg, MAAA, GSP). Unless specifically noted, even though the Proprietary Laboratory Analyses section of the code set is located at the end of the Pathology and Laboratory section of the code set, a PLA code does not fulfill Category I code criteria. PLA codes are not required to fulfill the Category I criteria. The standards for inclusion in the PLA section are: The test must be commercially available in the United States for use on human specimens and The clinical laboratory or manufacturer that offers the test must request the code. For similar laboratory analyses that fulfill Category I criteria, see codes listed in the numeric 80000 series. When a PLA code is available to report a given proprietary laboratory service, that PLA code takes precedence. The service should not be reported with any other CPT® code(s) and other CPT® code(s) should not be used to report services that may be reported with that specific PLA code. These codes encompass all analytical services required for the analysis (eg, cell lysis, nucleic acid stabilization, extraction, digestion, amplification, hybridization and detection). For molecular analyses, additional procedures that are required prior to cell lysis (eg, microdissection [codes 88380 and 88381]) may be reported separately. Codes in this subsection are released on a quarterly basis to expedite dissemination for reporting. PLA codes will be published electronically on the AMA CPT® website (ama-assn.org/cpt-pla-codes), distributed via CPT® data files on a quarterly basis, and, at a minimum, made available in print annually in the CPT® codebook. See the Introduction section of the CPT® code set for a complete list of the dates of release and implementation. All codes that are included in this section are also included in Appendix O, with the procedure's proprietary name. In order to report a PLA code, the analysis performed must fulfill the code descriptor and must be the test represented by the proprietary name listed in Appendix O. In some instances, the descriptor language of PLA codes may be identical and the code may only be differentiated by the listed proprietary name in Appendix O. When more than one PLA has an identical descriptor, the codes will be denoted by the symbol "â™“." All PLA tests will have assigned codes in the PLA section of the code set. Any PLA coded test(s) that satisfies Category I criteria and has been accepted by the CPT® Editorial Panel will be designated by the addition of the symbol "^" to the existing PLA code and will remain in the PLA section of the code set. If a proprietary test has already been accepted for a Category I code and a code has not been published, subsequent application for a PLA code will take precedence. The code will only be placed in the PLA section. The accuracy of a PLA code is to be maintained by the original applicant, or the current owner of the test kit or laboratory performing the proprietary test. A new PLA code is required when: 1. Additional nucleic acid (DNA or RNA) and/or protein analysis(es) are added to the current PLA test, or 2. The name of the PLA test has changed in association with changes in test performance or test characteristics. The addition or modification of the therapeutic applications of the test require submission of a code change application, but it may not require a new code number. | 0001U-0599U | https://www.aapc.com/codes/cpt-codes/0391U | 2025-10-27T18:25:47.108349Z
0392U | Drug metabolism (depression, anxiety, attention deficit hyperactivity disorder [ADHD]), gene-drug interactions, variant analysis of 16 genes, including deletion/duplication analysis of CYP2D6, reported as impact of gene-drug interaction for each drug | This is a Proprietary Laboratory Analyses (PLA) code, meaning that the code applies to only one unique lab test made by a specific manufacturer or performed by a specific lab. Report 0392U only for Medication Management Neuropsychiatric Panel from RCA Laboratory Services LLC d/b/a GENETWORx. The test uses a buccal (cheek) swab specimen for a targeted sequence analysis of 16 genes as well as CYP2D6 duplication/deletion analysis and reports the impact of gene–drug interaction for each psychiatric drug based on the patient’s genetics and other relevant factors. Explanation The lab analyst processes a buccal (cheek) swab specimen using an automated platform to extract nucleic acids and perform real–time quantitative polymerase chain reaction (qPCR) to evaluate 16 genes and CYP2D6 duplication/deletion mutations that could impact gene–drug interactions for psychiatric drugs. Using the sequence analysis results plus patient data, such as lifestyle factors and medication history, the findings are compared to medication guidelines, such as FDA Black Box Warnings and published clinical trial results, to provide a medication action plan (MAP) for possible gene–drug interactions for each of nearly 30 psychiatric drugs. Clinicians may order this test for patients with psychiatric conditions, such as depression, anxiety, and attention deficit hyperactivity disorder (ADHD), to help evaluate the expected patient response to each psychiatric medication in terms of efficacy and dosage. This is a pharmacogenomics (PGX) test, which helps clinicians evaluate how a person’s genetics and other factors can interact with a patient’s response to drugs. Metabolism of many commonly prescribed medications, such as Prozac®, Paxil™, Zoloft®, Effexor®, and Haldol®, are impacted by mutations that duplicate or delete nucleic acid sequences in the CYP2D6 gene, impacting the dosage and efficacy of the drugs. Terminology Amplification: Making more copies of desired gene for study by processes such as polymerase chain reaction, called PCR, or transcription of DNA to RNA and reverse transcription from RNA to make an additional copy of the DNA. Duplication and/or deletion: Increase and/or decrease in the normal copy number, which is two copies of a gene sequence. Gene: Specific nucleic acid sequence associated with a unique function in the body such as production of a specific protein. Nucleic acid: DNA or RNA; sequence of specific biological chemicals, called nucleotides, that carry genetic information. Pharmacogenomics: The study of how a person’s genotype and phenotype affect their response to drugs. Targeted (gene) sequencing: Molecular gene sequencing technology, often next–generation sequencing (NGS), that focuses on a specific gene, set of genes, or gene region for analysis, useful in identifying whether genes or genetic mutations known to be associated with specific conditions are present; in NGS, multiple genes can be assessed across many samples in parallel at the same time. Variant: Gene that differs from the usual nucleic acid sequence due to events such as nucleotide deletions/insertions or substitutions; may cause conditions such as genetic disorders or cancer. Tips Use this code only for the appropriate proprietary test; report one unit of this code for a single specimen analyzed on a single date of service. Do not report other drug metabolism codes involving CYP2D6, such as 81226 or 81418, in place of or in addition to 0392U for the PLA test. Additional Info “U” codes are included in the CPT® code set to identify specific proprietary laboratory analyses (PLA) tests. PLA codes take precedence over the usual 80000 series codes for laboratory/pathology. Use this code only for the above–described test; do not report this test using any other CPT® code. PLA code descriptors follow existing code conventions when possible, and lab techniques used include multianalyte assays with algorithmic analyses (MAAA) and genomic sequencing procedures (GSP), among others. Read Less | Range Specific Guideline Proprietary laboratory analyses (PLA) codes describe proprietary clinical laboratory analyses and can be either provided by a single ("sole-source") laboratory or licensed or marketed to multiple providing laboratories (eg, cleared or approved by the Food and Drug Administration [FDA]). This subsection includes advanced diagnostic laboratory tests (ADLTs) and clinical diagnostic laboratory tests (CDLTs), as defined under the Protecting Access to Medicare Act (PAMA) of 2014. These analyses may include a range of medical laboratory tests including, but not limited to, multianalyte assays with algorithmic analyses (MAAA) and genomic sequencing procedures (GSP). The descriptor nomenclature follows, where possible, existing code conventions (eg, MAAA, GSP). Unless specifically noted, even though the Proprietary Laboratory Analyses section of the code set is located at the end of the Pathology and Laboratory section of the code set, a PLA code does not fulfill Category I code criteria. PLA codes are not required to fulfill the Category I criteria. The standards for inclusion in the PLA section are: The test must be commercially available in the United States for use on human specimens and The clinical laboratory or manufacturer that offers the test must request the code. For similar laboratory analyses that fulfill Category I criteria, see codes listed in the numeric 80000 series. When a PLA code is available to report a given proprietary laboratory service, that PLA code takes precedence. The service should not be reported with any other CPT® code(s) and other CPT® code(s) should not be used to report services that may be reported with that specific PLA code. These codes encompass all analytical services required for the analysis (eg, cell lysis, nucleic acid stabilization, extraction, digestion, amplification, hybridization and detection). For molecular analyses, additional procedures that are required prior to cell lysis (eg, microdissection [codes 88380 and 88381]) may be reported separately. Codes in this subsection are released on a quarterly basis to expedite dissemination for reporting. PLA codes will be published electronically on the AMA CPT® website (ama-assn.org/cpt-pla-codes), distributed via CPT® data files on a quarterly basis, and, at a minimum, made available in print annually in the CPT® codebook. See the Introduction section of the CPT® code set for a complete list of the dates of release and implementation. All codes that are included in this section are also included in Appendix O, with the procedure's proprietary name. In order to report a PLA code, the analysis performed must fulfill the code descriptor and must be the test represented by the proprietary name listed in Appendix O. In some instances, the descriptor language of PLA codes may be identical and the code may only be differentiated by the listed proprietary name in Appendix O. When more than one PLA has an identical descriptor, the codes will be denoted by the symbol "â™“." All PLA tests will have assigned codes in the PLA section of the code set. Any PLA coded test(s) that satisfies Category I criteria and has been accepted by the CPT® Editorial Panel will be designated by the addition of the symbol "^" to the existing PLA code and will remain in the PLA section of the code set. If a proprietary test has already been accepted for a Category I code and a code has not been published, subsequent application for a PLA code will take precedence. The code will only be placed in the PLA section. The accuracy of a PLA code is to be maintained by the original applicant, or the current owner of the test kit or laboratory performing the proprietary test. A new PLA code is required when: 1. Additional nucleic acid (DNA or RNA) and/or protein analysis(es) are added to the current PLA test, or 2. The name of the PLA test has changed in association with changes in test performance or test characteristics. The addition or modification of the therapeutic applications of the test require submission of a code change application, but it may not require a new code number. | 0001U-0599U | https://www.aapc.com/codes/cpt-codes/0392U | 2025-10-27T18:26:05.623787Z
0393U | Neurology (eg, Parkinson disease, dementia with Lewy bodies), cerebrospinal fluid (CSF), detection of misfolded α-synuclein protein by seed amplification assay, qualitative | This is a Proprietary Laboratory Analyses (PLA) code, meaning that the code describes only one unique lab test made by a specific manufacturer or performed by a specific lab. Code 0393U describes SYNTap® Biomarker Test from Amprion Clinical Laboratory. The test detects misfolded α–synuclein proteins present in the cerebrospinal fluid (CSF) specimen and serves as a biomarker for certain neurodegenerative diseases such as Parkinson’s disease (PD) and Lewy body dementia (LBD). Explanation Using a cerebrospinal fluid (CSF) specimen, the lab analyst performs a seed amplification assay using Amprion’s proprietary method. The procedure involves adding fluorescently labeled normal (not misfolded) α–synuclein (α–syn) protein to the sample, then identifying any misfolded α–syn protein aggregates present in the CSF specimen. If misfolded α–syn protein aggregates are present, they “seed” the labeled normal protein, meaning the misfolded protein aggregates cause the normal proteins to misfold and aggregate. If the CSF specimen contains no misfolded proteins, the fluorescence is undetectable, and the test is negative. If fluorescence indicates the presence of misfolded protein aggregates, the test is positive, serving as a biomarker for Parkinson’s disease (PD), Lewy body dementia (LBD), and possibly other conditions that may involve misfolded α–syn protein, such as Alzheimer’s disease (AD), mild cognitive impairment (MCI), and multiple system atrophy (MSA). Clinicians may order this test for symptomatic patients to aid in early diagnosis of PD or LBD. Terminology Alzheimer’s disease: A slowly progressive form of dementia characterized by beta–amyloid plaques (microscopic clumps of pieces of protein), tangles (strands) of the tau protein (abundant in the central nervous system but not elsewhere), brain inflammation, and damage and eventual death of brain cells. Biomarker, biological marker, biochemical marker: A measurable substance, such as an enzyme, protein, or gene, that is an indicator of a condition, disease, or normal or abnormal process. Cerebrospinal fluid (CSF): A clear serum–like fluid that circulates in the ventricles of the brain and around the surface of the brain and spinal cord; it helps maintain uniform pressure within the spinal cord and brain. Lewy body dementia: A progressive neurologic disease characterized by protein deposits (Lewy bodies) in the brain causing mental decline and possible hallucinations, as well as loss of motor control Parkinson’s disease: A progressive disease of the nervous system with characteristic features of tremors, rigidity, and slowness of movements, also known as parkinsonism. Tips Use this code only for the appropriate proprietary test; report one unit of this code for a single specimen analyzed on a single date of service. Additional Info “U” codes are included in the CPT® code set to identify specific proprietary laboratory analyses (PLA) tests. PLA codes take precedence over the usual 80000 series codes for laboratory/pathology. Use this code only for the above–described test; do not report this test using any other CPT® code. PLA code descriptors follow existing code conventions when possible, and lab techniques used include multianalyte assays with algorithmic analyses (MAAA) and genomic sequencing procedures (GSP), among others. Read Less | Range Specific Guideline Proprietary laboratory analyses (PLA) codes describe proprietary clinical laboratory analyses and can be either provided by a single ("sole-source") laboratory or licensed or marketed to multiple providing laboratories (eg, cleared or approved by the Food and Drug Administration [FDA]). This subsection includes advanced diagnostic laboratory tests (ADLTs) and clinical diagnostic laboratory tests (CDLTs), as defined under the Protecting Access to Medicare Act (PAMA) of 2014. These analyses may include a range of medical laboratory tests including, but not limited to, multianalyte assays with algorithmic analyses (MAAA) and genomic sequencing procedures (GSP). The descriptor nomenclature follows, where possible, existing code conventions (eg, MAAA, GSP). Unless specifically noted, even though the Proprietary Laboratory Analyses section of the code set is located at the end of the Pathology and Laboratory section of the code set, a PLA code does not fulfill Category I code criteria. PLA codes are not required to fulfill the Category I criteria. The standards for inclusion in the PLA section are: The test must be commercially available in the United States for use on human specimens and The clinical laboratory or manufacturer that offers the test must request the code. For similar laboratory analyses that fulfill Category I criteria, see codes listed in the numeric 80000 series. When a PLA code is available to report a given proprietary laboratory service, that PLA code takes precedence. The service should not be reported with any other CPT® code(s) and other CPT® code(s) should not be used to report services that may be reported with that specific PLA code. These codes encompass all analytical services required for the analysis (eg, cell lysis, nucleic acid stabilization, extraction, digestion, amplification, hybridization and detection). For molecular analyses, additional procedures that are required prior to cell lysis (eg, microdissection [codes 88380 and 88381]) may be reported separately. Codes in this subsection are released on a quarterly basis to expedite dissemination for reporting. PLA codes will be published electronically on the AMA CPT® website (ama-assn.org/cpt-pla-codes), distributed via CPT® data files on a quarterly basis, and, at a minimum, made available in print annually in the CPT® codebook. See the Introduction section of the CPT® code set for a complete list of the dates of release and implementation. All codes that are included in this section are also included in Appendix O, with the procedure's proprietary name. In order to report a PLA code, the analysis performed must fulfill the code descriptor and must be the test represented by the proprietary name listed in Appendix O. In some instances, the descriptor language of PLA codes may be identical and the code may only be differentiated by the listed proprietary name in Appendix O. When more than one PLA has an identical descriptor, the codes will be denoted by the symbol "â™“." All PLA tests will have assigned codes in the PLA section of the code set. Any PLA coded test(s) that satisfies Category I criteria and has been accepted by the CPT® Editorial Panel will be designated by the addition of the symbol "^" to the existing PLA code and will remain in the PLA section of the code set. If a proprietary test has already been accepted for a Category I code and a code has not been published, subsequent application for a PLA code will take precedence. The code will only be placed in the PLA section. The accuracy of a PLA code is to be maintained by the original applicant, or the current owner of the test kit or laboratory performing the proprietary test. A new PLA code is required when: 1. Additional nucleic acid (DNA or RNA) and/or protein analysis(es) are added to the current PLA test, or 2. The name of the PLA test has changed in association with changes in test performance or test characteristics. The addition or modification of the therapeutic applications of the test require submission of a code change application, but it may not require a new code number. | 0001U-0599U | https://www.aapc.com/codes/cpt-codes/0393U | 2025-10-27T18:26:24.492882Z
0394U | Perfluoroalkyl substances (PFAS) (eg, perfluorooctanoic acid, perfluorooctane sulfonic acid), 16 PFAS compounds by liquid chromatography with tandem mass spectrometry (LC-MS/MS), plasma or serum, quantitative | This is a Proprietary Laboratory Analyses (PLA) code, meaning that the code applies to only one unique lab test made by a specific manufacturer or performed by a specific lab. Report 0394U for PFAS Testing & PFASure™ from National Medical Services, NMS Labs Inc. The test identifies the level of 16 perfluoroalkyl substances (PFAS) compounds present in the serum or plasma specimen using liquid chromatography with tandem mass spectrometry (LC–MS/MS). Explanation The lab analyst uses liquid chromatography–tandem mass spectrometry (LC–MS/MS) to evaluate a plasma or serum specimen for 16 perfluoroalkyl substances (PFAS) compounds such as perfluorooctanoic acid (PFOA) and perfluorooctane sulfonic acid (PFOS). This is a quantitative test that measures the level of any of the 16 substances detected. Clinicians may order this test for patients known to have high exposure to PFAS compounds, such as workers involved in manufacturing using the substances or people drinking water found to be contaminated with high levels of PFAS. Although not linked to specific health conditions, PFAS may lead to increased cholesterol levels, increased risk of high blood pressure or preeclampsia in pregnant women, changes in liver enzymes, decreased vaccine response in children, and increased risk of kidney or testicular cancer. Terminology Liquid chromatography–tandem mass spectrometry (LC–MS/MS): An automated laboratory test that combines liquid chromatography (LC), which separates components by passing the mixture through a mobile phase in which the components move at different rates, and mass spectrometry (MS), a technique to identify the components and then amounts of a mixture by ionizing, separating by mass–to–charge ratio, and detecting the components; tandem refers to the two steps, first to detect or identify the components and second to quantify the amounts of the components. Plasma: The liquid portion of blood that typically suspends blood cells; plasma accounts for about 55 percent of blood volume and contains important components such as proteins, electrolytes, hormones, and coagulation factors. Quantitative measurement: Test to measure the specific quantity of a substance in the specimen. Serum: The clear liquid portion of blood that is not cellular and contains important components such as antibodies, proteins produced in blood that are activated as part of the immune response to neutralize specific invaders such as bacteria or viruses. Tips Use this code only for the appropriate proprietary test; report one unit of this code for a single specimen analyzed on a single date of service. Some payers may pay separately for collecting the specimen. Additional Info “U” codes are included in the CPT® code set to identify specific proprietary laboratory analyses (PLA) tests. PLA codes take precedence over the usual 80000 series codes for laboratory/pathology. Use this code only for the above–described test; do not report this test using any other CPT® code. PLA code descriptors follow existing code conventions when possible, and lab techniques used include multianalyte assays with algorithmic analyses (MAAA) and genomic sequencing procedures (GSP), among others. Read Less | Range Specific Guideline Proprietary laboratory analyses (PLA) codes describe proprietary clinical laboratory analyses and can be either provided by a single ("sole-source") laboratory or licensed or marketed to multiple providing laboratories (eg, cleared or approved by the Food and Drug Administration [FDA]). This subsection includes advanced diagnostic laboratory tests (ADLTs) and clinical diagnostic laboratory tests (CDLTs), as defined under the Protecting Access to Medicare Act (PAMA) of 2014. These analyses may include a range of medical laboratory tests including, but not limited to, multianalyte assays with algorithmic analyses (MAAA) and genomic sequencing procedures (GSP). The descriptor nomenclature follows, where possible, existing code conventions (eg, MAAA, GSP). Unless specifically noted, even though the Proprietary Laboratory Analyses section of the code set is located at the end of the Pathology and Laboratory section of the code set, a PLA code does not fulfill Category I code criteria. PLA codes are not required to fulfill the Category I criteria. The standards for inclusion in the PLA section are: The test must be commercially available in the United States for use on human specimens and The clinical laboratory or manufacturer that offers the test must request the code. For similar laboratory analyses that fulfill Category I criteria, see codes listed in the numeric 80000 series. When a PLA code is available to report a given proprietary laboratory service, that PLA code takes precedence. The service should not be reported with any other CPT® code(s) and other CPT® code(s) should not be used to report services that may be reported with that specific PLA code. These codes encompass all analytical services required for the analysis (eg, cell lysis, nucleic acid stabilization, extraction, digestion, amplification, hybridization and detection). For molecular analyses, additional procedures that are required prior to cell lysis (eg, microdissection [codes 88380 and 88381]) may be reported separately. Codes in this subsection are released on a quarterly basis to expedite dissemination for reporting. PLA codes will be published electronically on the AMA CPT® website (ama-assn.org/cpt-pla-codes), distributed via CPT® data files on a quarterly basis, and, at a minimum, made available in print annually in the CPT® codebook. See the Introduction section of the CPT® code set for a complete list of the dates of release and implementation. All codes that are included in this section are also included in Appendix O, with the procedure's proprietary name. In order to report a PLA code, the analysis performed must fulfill the code descriptor and must be the test represented by the proprietary name listed in Appendix O. In some instances, the descriptor language of PLA codes may be identical and the code may only be differentiated by the listed proprietary name in Appendix O. When more than one PLA has an identical descriptor, the codes will be denoted by the symbol "â™“." All PLA tests will have assigned codes in the PLA section of the code set. Any PLA coded test(s) that satisfies Category I criteria and has been accepted by the CPT® Editorial Panel will be designated by the addition of the symbol "^" to the existing PLA code and will remain in the PLA section of the code set. If a proprietary test has already been accepted for a Category I code and a code has not been published, subsequent application for a PLA code will take precedence. The code will only be placed in the PLA section. The accuracy of a PLA code is to be maintained by the original applicant, or the current owner of the test kit or laboratory performing the proprietary test. A new PLA code is required when: 1. Additional nucleic acid (DNA or RNA) and/or protein analysis(es) are added to the current PLA test, or 2. The name of the PLA test has changed in association with changes in test performance or test characteristics. The addition or modification of the therapeutic applications of the test require submission of a code change application, but it may not require a new code number. | 0001U-0599U | https://www.aapc.com/codes/cpt-codes/0394U | 2025-10-27T18:26:42.330069Z
0395U | Oncology (lung), multi-omics (microbial DNA by shotgun next-generation sequencing and carcinoembryonic antigen and osteopontin by immunoassay), plasma, algorithm reported as malignancy risk for lung nodules in early-stage disease | This is a Proprietary Laboratory Analyses (PLA) code, meaning that the code applies to only one unique lab test made by a specific manufacturer or performed by a specific lab. Report 0395U only for OncobiotaLUNG from Micronoma™. The test uses a plasma specimen from a patient with an indeterminate lung nodule to extract and evaluate microbial DNA and two proteins listed in the code for an algorithmic analysis to predict the patient as high or low risk for malignancy. Explanation The lab analyst processes a plasma sample from a patient who has been diagnosed with an indeterminate lung nodule to extract and evaluate microbial DNA using next–generation sequencing (NGS). Microorganisms in the body (microbiome) may serve as biomarkers to detect early–stage cancer. NGS uses an automated instrument that can simultaneously determine the order of DNA or RNA nucleotides in many genes and uses bioinformatics to interpret the results. The lab analyst also performs an immunoassay to detect levels of carcinoembryonic antigen (CEA) and osteopontin (OPN) in the serum specimen, which may be biomarkers of malignant changes and metastasis. This is a multianalyte assay with algorithmic analysis (MAAA), which includes the analytical services to produce test results and uses those results plus patient data for an algorithmic analysis that reports the findings as a probability or risk score. Using the test results plus patient data such as age and smoking history, the algorithm provides a determination that the patient is at high or low risk of a malignant lung nodule. Clinicians may order this test for patients with an indeterminate lung nodule identified incidentally by a low–dose computed tomography (LDCT) scan for other conditions or identified during LDCT lung cancer screening for high risk patients ages 50 plus who have smoked a pack or more of cigarettes a day for 20 plus years. This is a noninvasive liquid biopsy that assigns a high or low risk score that the nodule is likely to be malignant. The results may reduce the need for risks associated with follow–up invasive testing, such as lung biopsy. Terminology Carcinoembryonic antigen (CEA): A protein that is elevated in blood plasma in a variety of cancerous and benign conditions, such as gallbladder, colon, pancreatic, stomach, lung, and breast cancers, pancreatitis, inflammatory bowel disease, and alcoholic cirrhosis; CEA is also used to monitor cancer treatment response. Liquid biopsy: Blood test to find biomarkers or bits of nucleic acids or cancer cells that break off from a tumor and circulate in the blood; may be useful for finding early–stage cancer. Microbiome: Set of microorganisms, such as bacteria and fungi, that live in a specific environment such as the human gut or skin. Multianalyte assays with algorithmic analyses (MAAA): A set of codes generally unique to a single clinical laboratory or manufacture; they typically list all the analytic and algorithmic analysis for a type of disease, such cancer; the type and number of analytes, such as proteins; the lab methods, such as immunoassay; the specimen type, such as blood; and the result type, such as prognostic risk score. Next–generation sequencing (NGS): A general term for a number of different modern DNA and RNA sequencing technologies that are quicker and cheaper than the previous methods; also known as high–throughput sequencing. Plasma: The liquid portion of blood that typically suspends blood cells; plasma accounts for about 55 percent of blood volume and contains important components such as proteins, electrolytes, hormones, and coagulation factors. Tips Use this code only for the appropriate proprietary test; report one unit of this code for a single specimen analyzed on a single date of service. Some payers may pay separately for collecting the specimen. Additional Info “U” codes are included in the CPT® code set to identify specific proprietary laboratory analyses (PLA) tests. PLA codes take precedence over the usual 80000 series codes for laboratory/pathology. Use this code only for the above–described test; do not report this test using any other CPT® code. PLA code descriptors follow existing code conventions when possible, and lab techniques used include multianalyte assays with algorithmic analyses (MAAA) and genomic sequencing procedures (GSP), among others. Read Less | Range Specific Guideline Proprietary laboratory analyses (PLA) codes describe proprietary clinical laboratory analyses and can be either provided by a single ("sole-source") laboratory or licensed or marketed to multiple providing laboratories (eg, cleared or approved by the Food and Drug Administration [FDA]). This subsection includes advanced diagnostic laboratory tests (ADLTs) and clinical diagnostic laboratory tests (CDLTs), as defined under the Protecting Access to Medicare Act (PAMA) of 2014. These analyses may include a range of medical laboratory tests including, but not limited to, multianalyte assays with algorithmic analyses (MAAA) and genomic sequencing procedures (GSP). The descriptor nomenclature follows, where possible, existing code conventions (eg, MAAA, GSP). Unless specifically noted, even though the Proprietary Laboratory Analyses section of the code set is located at the end of the Pathology and Laboratory section of the code set, a PLA code does not fulfill Category I code criteria. PLA codes are not required to fulfill the Category I criteria. The standards for inclusion in the PLA section are: The test must be commercially available in the United States for use on human specimens and The clinical laboratory or manufacturer that offers the test must request the code. For similar laboratory analyses that fulfill Category I criteria, see codes listed in the numeric 80000 series. When a PLA code is available to report a given proprietary laboratory service, that PLA code takes precedence. The service should not be reported with any other CPT® code(s) and other CPT® code(s) should not be used to report services that may be reported with that specific PLA code. These codes encompass all analytical services required for the analysis (eg, cell lysis, nucleic acid stabilization, extraction, digestion, amplification, hybridization and detection). For molecular analyses, additional procedures that are required prior to cell lysis (eg, microdissection [codes 88380 and 88381]) may be reported separately. Codes in this subsection are released on a quarterly basis to expedite dissemination for reporting. PLA codes will be published electronically on the AMA CPT® website (ama-assn.org/cpt-pla-codes), distributed via CPT® data files on a quarterly basis, and, at a minimum, made available in print annually in the CPT® codebook. See the Introduction section of the CPT® code set for a complete list of the dates of release and implementation. All codes that are included in this section are also included in Appendix O, with the procedure's proprietary name. In order to report a PLA code, the analysis performed must fulfill the code descriptor and must be the test represented by the proprietary name listed in Appendix O. In some instances, the descriptor language of PLA codes may be identical and the code may only be differentiated by the listed proprietary name in Appendix O. When more than one PLA has an identical descriptor, the codes will be denoted by the symbol "â™“." All PLA tests will have assigned codes in the PLA section of the code set. Any PLA coded test(s) that satisfies Category I criteria and has been accepted by the CPT® Editorial Panel will be designated by the addition of the symbol "^" to the existing PLA code and will remain in the PLA section of the code set. If a proprietary test has already been accepted for a Category I code and a code has not been published, subsequent application for a PLA code will take precedence. The code will only be placed in the PLA section. The accuracy of a PLA code is to be maintained by the original applicant, or the current owner of the test kit or laboratory performing the proprietary test. A new PLA code is required when: 1. Additional nucleic acid (DNA or RNA) and/or protein analysis(es) are added to the current PLA test, or 2. The name of the PLA test has changed in association with changes in test performance or test characteristics. The addition or modification of the therapeutic applications of the test require submission of a code change application, but it may not require a new code number. | 0001U-0599U | https://www.aapc.com/codes/cpt-codes/0395U | 2025-10-27T18:27:00.684689Z
0398U | Gastroenterology (Barrett's esophagus), P16, RUNX3, HPP1, and FBN1 DNA methylation analysis using PCR, formalin-fixed paraffin-embedded (FFPE) tissue, algorithm reported as risk score for progression to high-grade dysplasia or cancer | This is a Proprietary Laboratory Analyses (PLA) code, meaning that the code applies to only one unique lab test made by a specific manufacturer or performed by a specific lab. Report 0398U for ESOPREDICT® Barrett’s Esophagus Risk Classifier Assay from Capsulomics Inc. d/b/a Previse. Using esophageal cells obtained from a formalin–fixed paraffin–embedded (FFPE) biopsy specimen, the test evaluates methylation status of the genes listed in the code. With an algorithmic analysis of those findings, the results are reported as a risk score for progression to high–grade dysplasia or esophageal cancer. Explanation Using formalin–fixed paraffin–embedded (FFPE) tissue from an esophageal biopsy, the lab analyst extracts DNA and treats it with bisulfite. The lab method uses quantitative real–time polymerase chain reaction (qPCR) to determine methylation levels in promotor regions of four genes (P16, RUNX3, HPP1, and FBN1), which can serve as a biomarker for cancer. This is a multianalyte assay with algorithmic analysis (MAAA), which includes the analytical services to produce test results and uses those results plus patient data for an algorithmic analysis that reports the findings as a probability or risk score. Using the methylation analysis plus patient data and possibly clinical factors, the algorithm provides a probability score for the likelihood that the patient’s Barrett esophagus (BE) will progress to high–grade dysplasia (abnormal growth or development) or esophageal carcinoma (EAC). The test reports the findings as a risk score of low/favorable, intermediate/unfavorable, or intermediate/high, and also provides a 5–year probability of progressing to EAC. Clinicians may order this test for patients with BE using a biopsy acquired during an endoscopy. By providing a risk score for the likelihood that the damaged cells will progress to high–grade dysplasia or EAC, the clinician can better determine appropriate treatment or follow–up testing for the patient. Using the test may allow clinicians to stratify which patients need aggressive surveillance and minimize invasive procedures for patients at lower risk of developing EAC. Terminology Algorithm: A specific set of step–by–step calculations using defined inputs at each step to produce a useful output; for multianalyte assays with algorithmic analyses (MAAA), the output involves some sort of diagnostic or prognostic information about treatment options or disease outcomes. Barrett esophagus: Precancerous changes in the esophageal tissues at the cellular level, thought to be caused by chronic gastroesophageal reflux disease (GERD), i.e., backup (reflux) of the stomach contents, which are highly acidic, into the esophagus. Deoxyribonucleic acid (DNA): A form of nucleic acid that consists of a sequence of specific biological chemicals (nucleotides) that carry genetic information.? Gene: Specific nucleic acid sequence associated with a unique function in the body such as production of a specific protein. Methylation analysis: Analysis of DNA patterns following attachment of methyl groups to cytosine bases to indicate the presence or absence of genetic changes related to a disease. Multianalyte assays with algorithmic analyses (MAAA): A set of codes generally unique to a single clinical laboratory or manufacture; they typically list all the analytic and algorithmic analysis for a type of disease, such cancer; the type and number of analytes, such as proteins; the lab methods, such as immunoassay; the specimen type, such as blood; and the result type, such as prognostic risk score. Real–time polymerase chain reaction (real–time PCR): A laboratory technique that monitors the progress of a PCR reaction in real time and allows quantification (counting) of PCR product (DNA, cDNA, or RNA) from a relatively small amount; sometimes called quantitative PCR (qPCR). Tips Use this code only for the appropriate proprietary test; report one unit of this code for a single specimen analyzed on a single date of service. Additional Info “U” codes are included in the CPT® code set to identify specific proprietary laboratory analyses (PLA) tests. PLA codes take precedence over the usual 80000 series codes for laboratory/pathology. Use this code only for the above–described test; do not report this test using any other CPT® code. PLA code descriptors follow existing code conventions when possible, and lab techniques used include multianalyte assays with algorithmic analyses (MAAA) and genomic sequencing procedures (GSP), among others. Read Less | Range Specific Guideline Proprietary laboratory analyses (PLA) codes describe proprietary clinical laboratory analyses and can be either provided by a single ("sole-source") laboratory or licensed or marketed to multiple providing laboratories (eg, cleared or approved by the Food and Drug Administration [FDA]). This subsection includes advanced diagnostic laboratory tests (ADLTs) and clinical diagnostic laboratory tests (CDLTs), as defined under the Protecting Access to Medicare Act (PAMA) of 2014. These analyses may include a range of medical laboratory tests including, but not limited to, multianalyte assays with algorithmic analyses (MAAA) and genomic sequencing procedures (GSP). The descriptor nomenclature follows, where possible, existing code conventions (eg, MAAA, GSP). Unless specifically noted, even though the Proprietary Laboratory Analyses section of the code set is located at the end of the Pathology and Laboratory section of the code set, a PLA code does not fulfill Category I code criteria. PLA codes are not required to fulfill the Category I criteria. The standards for inclusion in the PLA section are: The test must be commercially available in the United States for use on human specimens and The clinical laboratory or manufacturer that offers the test must request the code. For similar laboratory analyses that fulfill Category I criteria, see codes listed in the numeric 80000 series. When a PLA code is available to report a given proprietary laboratory service, that PLA code takes precedence. The service should not be reported with any other CPT® code(s) and other CPT® code(s) should not be used to report services that may be reported with that specific PLA code. These codes encompass all analytical services required for the analysis (eg, cell lysis, nucleic acid stabilization, extraction, digestion, amplification, hybridization and detection). For molecular analyses, additional procedures that are required prior to cell lysis (eg, microdissection [codes 88380 and 88381]) may be reported separately. Codes in this subsection are released on a quarterly basis to expedite dissemination for reporting. PLA codes will be published electronically on the AMA CPT® website (ama-assn.org/cpt-pla-codes), distributed via CPT® data files on a quarterly basis, and, at a minimum, made available in print annually in the CPT® codebook. See the Introduction section of the CPT® code set for a complete list of the dates of release and implementation. All codes that are included in this section are also included in Appendix O, with the procedure's proprietary name. In order to report a PLA code, the analysis performed must fulfill the code descriptor and must be the test represented by the proprietary name listed in Appendix O. In some instances, the descriptor language of PLA codes may be identical and the code may only be differentiated by the listed proprietary name in Appendix O. When more than one PLA has an identical descriptor, the codes will be denoted by the symbol "â™“." All PLA tests will have assigned codes in the PLA section of the code set. Any PLA coded test(s) that satisfies Category I criteria and has been accepted by the CPT® Editorial Panel will be designated by the addition of the symbol "^" to the existing PLA code and will remain in the PLA section of the code set. If a proprietary test has already been accepted for a Category I code and a code has not been published, subsequent application for a PLA code will take precedence. The code will only be placed in the PLA section. The accuracy of a PLA code is to be maintained by the original applicant, or the current owner of the test kit or laboratory performing the proprietary test. A new PLA code is required when: 1. Additional nucleic acid (DNA or RNA) and/or protein analysis(es) are added to the current PLA test, or 2. The name of the PLA test has changed in association with changes in test performance or test characteristics. The addition or modification of the therapeutic applications of the test require submission of a code change application, but it may not require a new code number. | 0001U-0599U | https://www.aapc.com/codes/cpt-codes/0398U | 2025-10-27T18:27:18.945096Z
0399U | Neurology (cerebral folate deficiency), serum, detection of anti-human folate receptor IgG-binding antibody and blocking autoantibodies by enzyme-linked immunoassay (ELISA), qualitative, and blocking autoantibodies, using a functional blocking assay for IgG or IgM, quantitative, reported as positive or not detected | This is a Proprietary Laboratory Analyses (PLA) code, meaning that the code applies to only one unique lab test made by a specific manufacturer or performed by a specific lab. Report 0399U only for FRAT® (Folate Receptor Antibody Test) from Religen Inc. The test uses enzyme–linked immunoassay (ELISA) to detect anti–human folate receptor IgG binding antibody and blocking autoantibodies associated with folate metabolism. The results may have implications for diagnosis and treatment of autism spectrum disorder (ASD) or other neurodevelopment disorders. Explanation Using a serum specimen, the lab analyst performs the technical steps for enzyme–linked immunosorbent assay (ELISA) to detect anti–human folate receptor IgG binding antibody and blocking autoantibodies associated with folate metabolism. Both blocking and binding antibodies inhibit folate transport to tissues such as the brain. The method involves antibodies in the specimen binding to a “capture” antigen and an enzyme–labeled “detection” antigen that creates a chromogenic (color) reaction to detect the target antibodies, if present. The test also includes an assay to quantify the level of autoantibody IgG and IgM. An autoantibody is an antibody the immune system makes that targets substances formed by a person’s own body. Clinicians may order this test for patients with symptoms of autism spectrum disorder (ASD). Test results may help guide treatment options such as administering folate metabolites that bypass the folate antibodies and allow uptake in the brain by another pathway. Terminology Antibody: A protein produced by the body as an immune–system response to a specific antigen, such as a bacteria or foreign substance; lab tests may utilize reactions between antibodies and antigens to identify a substance in a patient specimen; may also be referred to as immunoglobulin (Ig). Antigen: A substance that the body reacts to with an immune response, such as by producing a specific antibody; lab tests may utilize reactions between antibodies and antigens to identify a substance in a patient specimen. Autism spectrum disorder: A developmental disorder in children that mainly affects communication skills and social interaction but may also include restricted range of interests or repetitive behaviors of varying degree. Enzyme: A biological compound that acts as a selective catalyst to increase the rate and specificity of certain biochemical reactions, such as breaking down a specific compound. Enzyme–linked immunosorbent assay (ELISA): A laboratory testing method using an enzyme attached to an antigen or antibody used as a marker to detect a specific substance, such as another antigen or antibody. Immunoassay: A biochemical test that uses an antibody/antigen reaction to detect and possibly quantify a specific substance present in the specimen, such as blood. Serum: The clear liquid portion of blood that is not cellular and contains important components such as antibodies, proteins produced in blood that are activated as part of the immune response to neutralize specific invaders such as bacteria or viruses. Tips Use this code only for the appropriate proprietary test; report one unit of this code for a single specimen analyzed on a single date of service.? Some payers may pay separately for collecting the specimen. Additional Info “U” codes are included in the CPT® code set to identify specific proprietary laboratory analyses (PLA) tests. PLA codes take precedence over the usual 80000 series codes for laboratory/pathology. Use this code only for the above–described test; do not report this test using any other CPT® code. PLA code descriptors follow existing code conventions when possible, and lab techniques used include multianalyte assays with algorithmic analyses (MAAA) and genomic sequencing procedures (GSP), among others. Read Less | Range Specific Guideline Proprietary laboratory analyses (PLA) codes describe proprietary clinical laboratory analyses and can be either provided by a single ("sole-source") laboratory or licensed or marketed to multiple providing laboratories (eg, cleared or approved by the Food and Drug Administration [FDA]). This subsection includes advanced diagnostic laboratory tests (ADLTs) and clinical diagnostic laboratory tests (CDLTs), as defined under the Protecting Access to Medicare Act (PAMA) of 2014. These analyses may include a range of medical laboratory tests including, but not limited to, multianalyte assays with algorithmic analyses (MAAA) and genomic sequencing procedures (GSP). The descriptor nomenclature follows, where possible, existing code conventions (eg, MAAA, GSP). Unless specifically noted, even though the Proprietary Laboratory Analyses section of the code set is located at the end of the Pathology and Laboratory section of the code set, a PLA code does not fulfill Category I code criteria. PLA codes are not required to fulfill the Category I criteria. The standards for inclusion in the PLA section are: The test must be commercially available in the United States for use on human specimens and The clinical laboratory or manufacturer that offers the test must request the code. For similar laboratory analyses that fulfill Category I criteria, see codes listed in the numeric 80000 series. When a PLA code is available to report a given proprietary laboratory service, that PLA code takes precedence. The service should not be reported with any other CPT® code(s) and other CPT® code(s) should not be used to report services that may be reported with that specific PLA code. These codes encompass all analytical services required for the analysis (eg, cell lysis, nucleic acid stabilization, extraction, digestion, amplification, hybridization and detection). For molecular analyses, additional procedures that are required prior to cell lysis (eg, microdissection [codes 88380 and 88381]) may be reported separately. Codes in this subsection are released on a quarterly basis to expedite dissemination for reporting. PLA codes will be published electronically on the AMA CPT® website (ama-assn.org/cpt-pla-codes), distributed via CPT® data files on a quarterly basis, and, at a minimum, made available in print annually in the CPT® codebook. See the Introduction section of the CPT® code set for a complete list of the dates of release and implementation. All codes that are included in this section are also included in Appendix O, with the procedure's proprietary name. In order to report a PLA code, the analysis performed must fulfill the code descriptor and must be the test represented by the proprietary name listed in Appendix O. In some instances, the descriptor language of PLA codes may be identical and the code may only be differentiated by the listed proprietary name in Appendix O. When more than one PLA has an identical descriptor, the codes will be denoted by the symbol "â™“." All PLA tests will have assigned codes in the PLA section of the code set. Any PLA coded test(s) that satisfies Category I criteria and has been accepted by the CPT® Editorial Panel will be designated by the addition of the symbol "^" to the existing PLA code and will remain in the PLA section of the code set. If a proprietary test has already been accepted for a Category I code and a code has not been published, subsequent application for a PLA code will take precedence. The code will only be placed in the PLA section. The accuracy of a PLA code is to be maintained by the original applicant, or the current owner of the test kit or laboratory performing the proprietary test. A new PLA code is required when: 1. Additional nucleic acid (DNA or RNA) and/or protein analysis(es) are added to the current PLA test, or 2. The name of the PLA test has changed in association with changes in test performance or test characteristics. The addition or modification of the therapeutic applications of the test require submission of a code change application, but it may not require a new code number. | 0001U-0599U | https://www.aapc.com/codes/cpt-codes/0399U | 2025-10-27T18:27:36.662076Z
0400U | Obstetrics (expanded carrier screening), 145 genes by next-generation sequencing, fragment analysis and multiplex ligation-dependent probe amplification, DNA, reported as carrier positive or negative | This is a Proprietary Laboratory Analyses (PLA) code, meaning that the code applies to only one unique lab test made by a specific manufacturer or performed by a specific lab. Report 0400U only for Genesys Carrier Panel from Genesys Diagnostics Inc. Using a blood or buccal (cheek) swab specimen from a prospective parent, the test evaluates 145 genes to identify variants that may indicate the person is a carrier of a mutation that could result in a rare inherited disorder that could be passed on to a child, such as cystic fibrosis. Explanation Using a blood or buccal (cheek) swab specimen from a prospective parent, the lab analyst extracts DNA and uses polymerase chain reaction (PCR) to amplify (increase the number of) and evaluate 145 genes using next–generation sequencing (NGS). The genes are relevant to a broad range of genetic conditions that can be inherited. NGS uses an automated instrument that can simultaneously determine the order of DNA or RNA nucleotides in many genes and uses bioinformatics to interpret the results. The analyst also evaluates the extracted DNA using multiplex ligation dependent probe amplification (MLPA), which is a test designed to detect large deletions and duplications of nucleotide sequences that normal DNA sequencing methods do not detect. The test produces a report identifying the person as positive or negative for a variant known to be relevant to a specific inherited condition. Clinicians may order this test for patients who are considering having children and are concerned about possibly passing on an inherited genetic condition. The test evaluates genes recommended by the American College of Medical Genetics (ACMG) and American College of Obstetrics and Gynecology (ACOG) for prenatal testing. By evaluating both parents, clinicians can help the couple understand the risk of having a child who inherits a condition such as cystic fibrosis, Duchenne muscular dystrophy, or Fragile X Syndrome. Terminology Amplification: Making more copies of a desired gene for study by processes such as polymerase chain reaction (PCR) or transcription of DNA to RNA and reverse transcription from RNA to make an additional copy of the DNA. Bioinformatics: Discipline used to gather, store, and evaluate biological data, such as gene sequences, using computer systems. Cystic fibrosis: An inherited disorder characterized by the production of thick, sticky mucus that blocks pancreatic ducts and clogs the lungs. Duplication and/or deletion: Increase and/or decrease in the normal copy number, which is two copies of a gene sequence. Fragile X syndrome: A genetic disorder caused by a mutation in the FMR1 gene, resulting in intellectual disability and certain facial characteristics. Gene: Specific nucleic acid sequence associated with a unique function in the body such as production of a specific protein. Muscular dystrophy: A group of genetic diseases in which progressive weakness and degeneration of the skeletal muscles that control movement occurs. Mutation: An alteration in a deoxyribonucleic acid (DNA) sequence that may lead to pathologic changes in the organism. Next–generation sequencing (NGS): A general term for a number of different modern DNA and RNA sequencing technologies that are quicker and cheaper than the previous methods; also known as high–throughput sequencing. Variant: Gene that differs from the usual nucleic acid sequence due to events such as nucleotide deletions or insertions or substitutions; may cause conditions such as genetic disorders or cancer. Tips Use this code only for the appropriate proprietary test; report one unit of this code for a single specimen analyzed on a single date of service. Some payers may pay separately for collecting the specimen. Additional Info “U” codes are included in the CPT® code set to identify specific proprietary laboratory analyses (PLA) tests. PLA codes take precedence over the usual 80000 series codes for laboratory/pathology. Use this code only for the above–described test; do not report this test using any other CPT® code. PLA code descriptors follow existing code conventions when possible, and lab techniques used include multianalyte assays with algorithmic analyses (MAAA) and genomic sequencing procedures (GSP), among others. Read Less | Range Specific Guideline Proprietary laboratory analyses (PLA) codes describe proprietary clinical laboratory analyses and can be either provided by a single ("sole-source") laboratory or licensed or marketed to multiple providing laboratories (eg, cleared or approved by the Food and Drug Administration [FDA]). This subsection includes advanced diagnostic laboratory tests (ADLTs) and clinical diagnostic laboratory tests (CDLTs), as defined under the Protecting Access to Medicare Act (PAMA) of 2014. These analyses may include a range of medical laboratory tests including, but not limited to, multianalyte assays with algorithmic analyses (MAAA) and genomic sequencing procedures (GSP). The descriptor nomenclature follows, where possible, existing code conventions (eg, MAAA, GSP). Unless specifically noted, even though the Proprietary Laboratory Analyses section of the code set is located at the end of the Pathology and Laboratory section of the code set, a PLA code does not fulfill Category I code criteria. PLA codes are not required to fulfill the Category I criteria. The standards for inclusion in the PLA section are: The test must be commercially available in the United States for use on human specimens and The clinical laboratory or manufacturer that offers the test must request the code. For similar laboratory analyses that fulfill Category I criteria, see codes listed in the numeric 80000 series. When a PLA code is available to report a given proprietary laboratory service, that PLA code takes precedence. The service should not be reported with any other CPT® code(s) and other CPT® code(s) should not be used to report services that may be reported with that specific PLA code. These codes encompass all analytical services required for the analysis (eg, cell lysis, nucleic acid stabilization, extraction, digestion, amplification, hybridization and detection). For molecular analyses, additional procedures that are required prior to cell lysis (eg, microdissection [codes 88380 and 88381]) may be reported separately. Codes in this subsection are released on a quarterly basis to expedite dissemination for reporting. PLA codes will be published electronically on the AMA CPT® website (ama-assn.org/cpt-pla-codes), distributed via CPT® data files on a quarterly basis, and, at a minimum, made available in print annually in the CPT® codebook. See the Introduction section of the CPT® code set for a complete list of the dates of release and implementation. All codes that are included in this section are also included in Appendix O, with the procedure's proprietary name. In order to report a PLA code, the analysis performed must fulfill the code descriptor and must be the test represented by the proprietary name listed in Appendix O. In some instances, the descriptor language of PLA codes may be identical and the code may only be differentiated by the listed proprietary name in Appendix O. When more than one PLA has an identical descriptor, the codes will be denoted by the symbol "â™“." All PLA tests will have assigned codes in the PLA section of the code set. Any PLA coded test(s) that satisfies Category I criteria and has been accepted by the CPT® Editorial Panel will be designated by the addition of the symbol "^" to the existing PLA code and will remain in the PLA section of the code set. If a proprietary test has already been accepted for a Category I code and a code has not been published, subsequent application for a PLA code will take precedence. The code will only be placed in the PLA section. The accuracy of a PLA code is to be maintained by the original applicant, or the current owner of the test kit or laboratory performing the proprietary test. A new PLA code is required when: 1. Additional nucleic acid (DNA or RNA) and/or protein analysis(es) are added to the current PLA test, or 2. The name of the PLA test has changed in association with changes in test performance or test characteristics. The addition or modification of the therapeutic applications of the test require submission of a code change application, but it may not require a new code number. | 0001U-0599U | https://www.aapc.com/codes/cpt-codes/0400U | 2025-10-27T18:27:54.077570Z
0401U | Cardiology (coronary heart disease [CHD]), 9 genes (12 variants), targeted variant genotyping, blood, saliva, or buccal swab, algorithm reported as a genetic risk score for a coronary event | This is a Proprietary Laboratory Analyses (PLA) code, meaning that the code applies to only one unique lab test made by a specific manufacturer or performed by a specific lab. Report 0401U only for CARDIO inCodeScore (CICSCORE) from GENinCode U.S. Inc. Using a blood, saliva, or buccal (cheek) swab specimen, the test evaluates 12 variants of nine genes associated with risk of coronary heart disease (CHD). Explanation Using a blood, saliva, or buccal (cheek) swab specimen, the lab analyst extracts DNA and amplifies (increases the number of) nine target genes using a process such as polymerase chain reaction (PCR). The test evaluates for 12 variants associated with increased risk of coronary heart disease (CHD) This is a multianalyte assay with algorithmic analysis (MAAA), which includes the analytical services to produce test results and uses those results plus patient data for an algorithmic analysis that reports the findings as a probability or risk score. Using the results of the targeted sequence analysis and patient data, such as age and possibly clinical factors, the algorithm provides a genetic risk score for a coronary event. Clinicians may order this test to improve the estimation of a patient’s near term and lifetime risk of a cardiac event. Although clinicians routinely use other factors to estimate CHD risk, this test allows the clinician to evaluate genetic information in addition to clinical data to provide a more reliable estimate and adjust therapy and surveillance accordingly. Terminology Algorithm: A specific set of step–by–step calculations using defined inputs at each step to produce a useful output; for multianalyte assays with algorithmic analyses (MAAA), the output involves some sort of diagnostic or prognostic information about treatment options or disease outcomes. Amplification: Making more copies of a desired gene for study by processes such as polymerase chain reaction (PCR) or transcription of DNA to RNA and reverse transcription from RNA to make an additional copy of the DNA. Deoxyribonucleic acid (DNA): A form of nucleic acid that consists of a sequence of specific biological chemicals (nucleotides) that carry genetic information. Gene: Specific nucleic acid sequence associated with a unique function in the body such as production of a specific protein. Multianalyte assays with algorithmic analyses (MAAA): A set of codes generally unique to a single clinical laboratory or manufacture; they typically list all the analytic and algorithmic analysis for a type of disease, such cancer; the type and number of analytes, such as proteins; the lab methods, such as immunoassay; the specimen type, such as blood; and the result type, such as prognostic risk score. Targeted (gene) sequencing: Molecular gene sequencing technology, often next–generation sequencing (NGS), that focuses on a specific gene, set of genes, or gene region for analysis, useful in identifying whether genes or genetic mutations known to be associated with specific conditions are present; in NGS, multiple genes can be assessed across many samples in parallel at the same time. Variant: Gene that differs from the usual nucleic acid sequence due to events such as nucleotide deletions or insertions or substitutions; may cause conditions such as genetic disorders or cancer. Tips Use this code only for the appropriate proprietary test; report one unit of this code for a single specimen analyzed on a single date of service. Some payers may pay separately for collecting the specimen. Additional Info “U” codes are included in the CPT® code set to identify specific proprietary laboratory analyses (PLA) tests. PLA codes take precedence over the usual 80000 series codes for laboratory/pathology. Use this code only for the above–described test; do not report this test using any other CPT® code. PLA code descriptors follow existing code conventions when possible, and lab techniques used include multianalyte assays with algorithmic analyses (MAAA) and genomic sequencing procedures (GSP), among others. Read Less | Range Specific Guideline Proprietary laboratory analyses (PLA) codes describe proprietary clinical laboratory analyses and can be either provided by a single ("sole-source") laboratory or licensed or marketed to multiple providing laboratories (eg, cleared or approved by the Food and Drug Administration [FDA]). This subsection includes advanced diagnostic laboratory tests (ADLTs) and clinical diagnostic laboratory tests (CDLTs), as defined under the Protecting Access to Medicare Act (PAMA) of 2014. These analyses may include a range of medical laboratory tests including, but not limited to, multianalyte assays with algorithmic analyses (MAAA) and genomic sequencing procedures (GSP). The descriptor nomenclature follows, where possible, existing code conventions (eg, MAAA, GSP). Unless specifically noted, even though the Proprietary Laboratory Analyses section of the code set is located at the end of the Pathology and Laboratory section of the code set, a PLA code does not fulfill Category I code criteria. PLA codes are not required to fulfill the Category I criteria. The standards for inclusion in the PLA section are: The test must be commercially available in the United States for use on human specimens and The clinical laboratory or manufacturer that offers the test must request the code. For similar laboratory analyses that fulfill Category I criteria, see codes listed in the numeric 80000 series. When a PLA code is available to report a given proprietary laboratory service, that PLA code takes precedence. The service should not be reported with any other CPT® code(s) and other CPT® code(s) should not be used to report services that may be reported with that specific PLA code. These codes encompass all analytical services required for the analysis (eg, cell lysis, nucleic acid stabilization, extraction, digestion, amplification, hybridization and detection). For molecular analyses, additional procedures that are required prior to cell lysis (eg, microdissection [codes 88380 and 88381]) may be reported separately. Codes in this subsection are released on a quarterly basis to expedite dissemination for reporting. PLA codes will be published electronically on the AMA CPT® website (ama-assn.org/cpt-pla-codes), distributed via CPT® data files on a quarterly basis, and, at a minimum, made available in print annually in the CPT® codebook. See the Introduction section of the CPT® code set for a complete list of the dates of release and implementation. All codes that are included in this section are also included in Appendix O, with the procedure's proprietary name. In order to report a PLA code, the analysis performed must fulfill the code descriptor and must be the test represented by the proprietary name listed in Appendix O. In some instances, the descriptor language of PLA codes may be identical and the code may only be differentiated by the listed proprietary name in Appendix O. When more than one PLA has an identical descriptor, the codes will be denoted by the symbol "â™“." All PLA tests will have assigned codes in the PLA section of the code set. Any PLA coded test(s) that satisfies Category I criteria and has been accepted by the CPT® Editorial Panel will be designated by the addition of the symbol "^" to the existing PLA code and will remain in the PLA section of the code set. If a proprietary test has already been accepted for a Category I code and a code has not been published, subsequent application for a PLA code will take precedence. The code will only be placed in the PLA section. The accuracy of a PLA code is to be maintained by the original applicant, or the current owner of the test kit or laboratory performing the proprietary test. A new PLA code is required when: 1. Additional nucleic acid (DNA or RNA) and/or protein analysis(es) are added to the current PLA test, or 2. The name of the PLA test has changed in association with changes in test performance or test characteristics. The addition or modification of the therapeutic applications of the test require submission of a code change application, but it may not require a new code number. | 0001U-0599U | https://www.aapc.com/codes/cpt-codes/0401U | 2025-10-27T18:28:11.893048Z
0402U | Infectious agent (sexually transmitted infection), Chlamydia trachomatis, Neisseria gonorrhoeae, Trichomonas vaginalis, Mycoplasma genitalium, multiplex amplified probe technique, vaginal, endocervical, or male urine, each pathogen reported as detected or not detected | This is a Proprietary Laboratory Analyses (PLA) code, meaning that the code applies to only one unique lab test made by a specific manufacturer or performed by a specific lab. Report 0402U only for Abbott Alinity™ m STI Assay from Abbott Molecular Inc. The test evaluates a vaginal, endocervical, or male urine specimen using a multiplex amplified probe technique to detect Chlamydia trachomatis, Neisseria gonorrhoeae, Trichomonas vaginalis, and Mycoplasma genitalium, which cause common sexually transmitted infections (STIs). Explanation The lab analyst processes the specimen, such as an endocervical swab specimen, vaginal swab specimen, gynecological specimen collected in ThinPrep® PreservCyt® solution, or male urine, using an Alinity m instrument. The automated system extracts DNA and uses reverse transcription polymerase chain reaction (RT–PCR) to amplify (increase the number of) target genes to detect and differentiate Chlamydia trachomatis RNA, Neisseria gonorrhoeae DNA, Trichomonas vaginalis RNA, and Mycoplasma genitalium RNA. The procedure uses multiplex probe technique and reports the findings for each organism as “detected” or “not detected,” typically in under two hours. Clinicians may order this test for male or female patients exhibiting symptoms, such as pain, sores, odor, or discharge, of a sexually transmitted infection (STI). These STIs are often asymptomatic, however, so the Centers for Disease Control and Prevention (CDC) recommends annual screening for certain sexually active patients, with same day test and treat, if possible. Terminology Amplification: Making more copies of a desired gene for study by processes such as polymerase chain reaction (PCR) or transcription of DNA to RNA and reverse transcription from RNA to make an additional copy of the DNA. Chlamydia: A common sexually transmitted disease (STD) that results from infection with the bacterium Chlamydia trachomatis; it damages the reproductive system and can be passed from mother to baby during delivery Deoxyribonucleic acid (DNA): A form of nucleic acid that consists of a sequence of specific biological chemicals (nucleotides) which carry genetic information. Gonococcal infection: A venereal or sexually transmitted disease (STD) that results from infection with the bacterium Neisseria gonorrhoeae, also referred to as gonorrhea. Mycoplasma genitalium: A sexually transmitted infection (STI) caused by a bacterium of the same name; the condition may be asymptomatic or involve pain and vaginal or penile discharge and may cause infertility in women if left untreated. Reverse transcription–polymerase chain reaction (RT–PCR): A technique to measure specimen RNA levels by reacting RNA with the enzyme reverse transcriptase to produce complementary DNA (cDNA), which is more stable than RNA, and then create more copies of the DNA by polymerase chain reaction (PCR). Ribonucleic acid (RNA): One of the essential building blocks of life, along with deoxyribonucleic acid (DNA) and proteins; RNA acts as a messenger (mRNA), carrying genetic information from DNA to proteins, helps regulate cellular processes, and, like enzymes, can speed up chemical reactions; RNA, rather than DNA, carries genetic information in some important viruses. Trichomonad: A parasitic protozoan that often infects the urogenital and digestive systems; a trichomonad has an undulating membrane and four flagella (microscopic whiplike tails), which allow it to swim. Tips Use this code only for the appropriate proprietary test; report one unit of this code for a single specimen analyzed on a single date of service. Don’t report specific infectious agent detection codes or similar PLA codes in addition to 0402U. Additional Info “U” codes are included in the CPT® code set to identify specific proprietary laboratory analyses (PLA) tests. PLA codes take precedence over the usual 80000 series codes for laboratory/pathology. Use this code only for the above–described test; do not report this test using any other CPT® code. PLA code descriptors follow existing code conventions when possible, and lab techniques used include multianalyte assays with algorithmic analyses (MAAA) and genomic sequencing procedures (GSP), among others. Read Less | Range Specific Guideline Proprietary laboratory analyses (PLA) codes describe proprietary clinical laboratory analyses and can be either provided by a single ("sole-source") laboratory or licensed or marketed to multiple providing laboratories (eg, cleared or approved by the Food and Drug Administration [FDA]). This subsection includes advanced diagnostic laboratory tests (ADLTs) and clinical diagnostic laboratory tests (CDLTs), as defined under the Protecting Access to Medicare Act (PAMA) of 2014. These analyses may include a range of medical laboratory tests including, but not limited to, multianalyte assays with algorithmic analyses (MAAA) and genomic sequencing procedures (GSP). The descriptor nomenclature follows, where possible, existing code conventions (eg, MAAA, GSP). Unless specifically noted, even though the Proprietary Laboratory Analyses section of the code set is located at the end of the Pathology and Laboratory section of the code set, a PLA code does not fulfill Category I code criteria. PLA codes are not required to fulfill the Category I criteria. The standards for inclusion in the PLA section are: The test must be commercially available in the United States for use on human specimens and The clinical laboratory or manufacturer that offers the test must request the code. For similar laboratory analyses that fulfill Category I criteria, see codes listed in the numeric 80000 series. When a PLA code is available to report a given proprietary laboratory service, that PLA code takes precedence. The service should not be reported with any other CPT® code(s) and other CPT® code(s) should not be used to report services that may be reported with that specific PLA code. These codes encompass all analytical services required for the analysis (eg, cell lysis, nucleic acid stabilization, extraction, digestion, amplification, hybridization and detection). For molecular analyses, additional procedures that are required prior to cell lysis (eg, microdissection [codes 88380 and 88381]) may be reported separately. Codes in this subsection are released on a quarterly basis to expedite dissemination for reporting. PLA codes will be published electronically on the AMA CPT® website (ama-assn.org/cpt-pla-codes), distributed via CPT® data files on a quarterly basis, and, at a minimum, made available in print annually in the CPT® codebook. See the Introduction section of the CPT® code set for a complete list of the dates of release and implementation. All codes that are included in this section are also included in Appendix O, with the procedure's proprietary name. In order to report a PLA code, the analysis performed must fulfill the code descriptor and must be the test represented by the proprietary name listed in Appendix O. In some instances, the descriptor language of PLA codes may be identical and the code may only be differentiated by the listed proprietary name in Appendix O. When more than one PLA has an identical descriptor, the codes will be denoted by the symbol "â™“." All PLA tests will have assigned codes in the PLA section of the code set. Any PLA coded test(s) that satisfies Category I criteria and has been accepted by the CPT® Editorial Panel will be designated by the addition of the symbol "^" to the existing PLA code and will remain in the PLA section of the code set. If a proprietary test has already been accepted for a Category I code and a code has not been published, subsequent application for a PLA code will take precedence. The code will only be placed in the PLA section. The accuracy of a PLA code is to be maintained by the original applicant, or the current owner of the test kit or laboratory performing the proprietary test. A new PLA code is required when: 1. Additional nucleic acid (DNA or RNA) and/or protein analysis(es) are added to the current PLA test, or 2. The name of the PLA test has changed in association with changes in test performance or test characteristics. The addition or modification of the therapeutic applications of the test require submission of a code change application, but it may not require a new code number. | 0001U-0599U | https://www.aapc.com/codes/cpt-codes/0402U | 2025-10-27T18:28:29.643608Z
0403U | Oncology (prostate), mRNA, gene expression profiling of 18 genes, first-catch urine, algorithm reported as percentage of likelihood of detecting clinically significant prostate cancer | This is a Proprietary Laboratory Analyses (PLA) code, meaning that the code applies to only one unique lab test made by a specific manufacturer or performed by a specific lab. Report 0403U for MyProstateScore 2.0 from LynxDX. Using a first–catch urine specimen, the test evaluates the activity (gene expression) of 18 genes. An algorithmic analysis of the findings reports a probability score for the likelihood that the patient has clinically significant prostate cancer. Explanation This code represents MyProstateScore 2.0 from LynxDX. The lab analyst performs the test using a first–catch urine specimen (the initial part of the urine stream) to evaluate the activity (gene expression) of 18 genes. The test focuses on the gene mutation that drives cell proliferation in the presence of androgen (testosterone) and is present in most men with prostate cancer. Coupled with 17 other genetic biomarkers, the test can accurately predict the presence of high–grade prostate cancer. The procedure involves reverse transcription–polymerase chain reaction (RT–PCR), which uses RNA in the specimen as a template to make DNA (reverse transcription) and creates more copies of the DNA using PCR. The RT–PCR process creates a gene expression profile, indicating which DNA sequences are actively expressed, meaning transcribed to RNA and translated to a protein that performs some function in the body. This is a multianalyte assay with algorithmic analysis (MAAA), which includes the analytical services to produce test results and uses those results plus patient data for an algorithmic analysis that reports the findings as a probability or risk score. Using the urine mRNA biomarker levels of 18 genes plus patient data such as age, prior biopsy findings, digital rectal exam findings, and family history of prostate cancer, the algorithm provides a probability score for the likelihood that the patient has clinically significant prostate cancer. Clinicians may order this as a stand–alone biomarker test for patients who have never had a prostate biopsy or those with a prior negative prostate biopsy. Terminology Algorithm: A specific set of step–by–step calculations using defined inputs at each step to produce a useful output; for multianalyte assays with algorithmic analyses (MAAA), the output involves some sort of diagnostic or prognostic information about treatment options or disease outcomes. Gene expression: The two–step process by which cells generate messenger RNA (mRNA) from a DNA template (transcription), then generate a protein from the mRNA template (translation). Gleason score: A classification system for prostate cancer that predicts its prognosis. Multianalyte assays with algorithmic analyses (MAAA): A set of codes generally unique to a single clinical laboratory or manufacture; they typically list all the analytic and algorithmic analysis for a type of disease, such cancer; the type and number of analytes, such as proteins; the lab methods, such as immunoassay; the specimen type, such as blood; and the result type, such as prognostic risk score. Polymerase chain reaction (PCR): A rapid technique for making more copies (amplifying) of a DNA or RNA sequence used in the laboratory. Prostate: A small gland that is part of the reproductive system in males and located just below the urinary bladder; it secretes prostatic fluid, a component of semen.? Reverse transcription–polymerase chain reaction (RT–PCR): A technique to measure specimen RNA levels by reacting RNA with the enzyme reverse transcriptase to produce complementary DNA (cDNA), which is more stable than RNA, and then create more copies of the DNA by polymerase chain reaction (PCR). Tips Use this code only for the appropriate proprietary test; report one unit of this code for a single specimen analyzed on a single date of service. Additional Info “U” codes are included in the CPT® code set to identify specific proprietary laboratory analyses (PLA) tests. PLA codes take precedence over the usual 80000 series codes for laboratory/pathology. Use this code only for the above–described test; do not report this test using any other CPT® code. PLA code descriptors follow existing code conventions when possible, and lab techniques used include multianalyte assays with algorithmic analyses (MAAA) and genomic sequencing procedures (GSP), among others. Read Less | Range Specific Guideline Proprietary laboratory analyses (PLA) codes describe proprietary clinical laboratory analyses and can be either provided by a single ("sole-source") laboratory or licensed or marketed to multiple providing laboratories (eg, cleared or approved by the Food and Drug Administration [FDA]). This subsection includes advanced diagnostic laboratory tests (ADLTs) and clinical diagnostic laboratory tests (CDLTs), as defined under the Protecting Access to Medicare Act (PAMA) of 2014. These analyses may include a range of medical laboratory tests including, but not limited to, multianalyte assays with algorithmic analyses (MAAA) and genomic sequencing procedures (GSP). The descriptor nomenclature follows, where possible, existing code conventions (eg, MAAA, GSP). Unless specifically noted, even though the Proprietary Laboratory Analyses section of the code set is located at the end of the Pathology and Laboratory section of the code set, a PLA code does not fulfill Category I code criteria. PLA codes are not required to fulfill the Category I criteria. The standards for inclusion in the PLA section are: The test must be commercially available in the United States for use on human specimens and The clinical laboratory or manufacturer that offers the test must request the code. For similar laboratory analyses that fulfill Category I criteria, see codes listed in the numeric 80000 series. When a PLA code is available to report a given proprietary laboratory service, that PLA code takes precedence. The service should not be reported with any other CPT® code(s) and other CPT® code(s) should not be used to report services that may be reported with that specific PLA code. These codes encompass all analytical services required for the analysis (eg, cell lysis, nucleic acid stabilization, extraction, digestion, amplification, hybridization and detection). For molecular analyses, additional procedures that are required prior to cell lysis (eg, microdissection [codes 88380 and 88381]) may be reported separately. Codes in this subsection are released on a quarterly basis to expedite dissemination for reporting. PLA codes will be published electronically on the AMA CPT® website (ama-assn.org/cpt-pla-codes), distributed via CPT® data files on a quarterly basis, and, at a minimum, made available in print annually in the CPT® codebook. See the Introduction section of the CPT® code set for a complete list of the dates of release and implementation. All codes that are included in this section are also included in Appendix O, with the procedure's proprietary name. In order to report a PLA code, the analysis performed must fulfill the code descriptor and must be the test represented by the proprietary name listed in Appendix O. In some instances, the descriptor language of PLA codes may be identical and the code may only be differentiated by the listed proprietary name in Appendix O. When more than one PLA has an identical descriptor, the codes will be denoted by the symbol "â™“." All PLA tests will have assigned codes in the PLA section of the code set. Any PLA coded test(s) that satisfies Category I criteria and has been accepted by the CPT® Editorial Panel will be designated by the addition of the symbol "^" to the existing PLA code and will remain in the PLA section of the code set. If a proprietary test has already been accepted for a Category I code and a code has not been published, subsequent application for a PLA code will take precedence. The code will only be placed in the PLA section. The accuracy of a PLA code is to be maintained by the original applicant, or the current owner of the test kit or laboratory performing the proprietary test. A new PLA code is required when: 1. Additional nucleic acid (DNA or RNA) and/or protein analysis(es) are added to the current PLA test, or 2. The name of the PLA test has changed in association with changes in test performance or test characteristics. The addition or modification of the therapeutic applications of the test require submission of a code change application, but it may not require a new code number. | 0001U-0599U | https://www.aapc.com/codes/cpt-codes/0403U | 2025-10-27T18:28:47.242408Z
0404U | Oncology (breast), semiquantitative measurement of thymidine kinase activity by immunoassay, serum, results reported as risk of disease progression | This is a Proprietary Laboratory Analyses (PLA) code, meaning that the code applies to only one unique lab test made by a specific manufacturer or performed by a specific lab. Report 0404U for DiviTum®TKa from Biovica Inc. Using a serum specimen, an immunoassay test evaluates the level of thymidine kinase activity for female patients with metastatic hormone positive breast cancer. Using an algorithmic analysis, the results can help monitor cell proliferation to evaluate the effectiveness of treatment. Explanation The lab analyst performs the technical steps to test the patient serum specimen for thymidine kinase activity. The analyst uses an immunoassay method such as enzyme linked immunosorbent assay method, called ELISA. The test may include various steps such as reacting the specimen with test antibody, incubating the mixture, adding an agent to detect the antigen antibody complex (such as a stain, fluorescent, or other marker), and interpreting the results as a quantitative value. Clinicians may order this test as a marker for disease progression for certain breast cancer patients. Specifically, serum thymidine kinase is an enzyme, and its activity is a biomarker for cell proliferation in female patients with hormone positive (estrogen receptor or progesterone receptor) breast cancer. The test provides an alternative to testing for the proliferation biomarker Ki67, which requires a tissue specimen. Using the serum thymidine kinase test, clinicians may test repeatedly to monitor disease progression during treatment. This is a multianalyte assay with algorithmic analysis (MAAA), which includes the analytical services to produce test results and uses those results plus patient data for an algorithmic analysis that reports the findings as a probability or risk score, in this case, for the likelihood of disease progression. Terminology Algorithm: A specific set of step–by–step calculations using defined inputs at each step to produce a useful output; for multianalyte assays with algorithmic analyses (MAAA), the output involves some sort of diagnostic or prognostic information about treatment options or disease outcomes. Antibody: Also called immunoglobulin; a protein that the body produces in the blood as part of the immune response to neutralize specific invaders such as bacteria or viruses, but occasionally reacts to the patient’s own body; lab tests may utilize reactions between antibodies and antigens to identify a substance in a patient specimen. Antigen: Foreign bodies, such as bacteria, that enter the human body, or substances that form within the body, that cause an immune response, such as antibody production, and possibly infection; lab tests may utilize reactions between antibodies and antigens to identify a substance in a patient specimen. Enzyme: A biological compound that acts as a selective catalyst to increase the rate and specificity of certain biochemical reactions, such as breaking down a specific compound. Immunoassay: A biochemical test that uses an antibody/antigen reaction to detect and possibly quantify a specific substance present in the specimen, such as blood. Multianalyte assays with algorithmic analyses (MAAA): A set of codes generally unique to a single clinical laboratory or manufacture; they typically list all the analytic and algorithmic analysis for a type of disease, such cancer; the type and number of analytes, such as proteins; the lab methods, such as immunoassay; the specimen type, such as blood; and the result type, such as prognostic risk score. Serum: The clear liquid portion of blood that is not cellular and contains important components such as antibodies, proteins produced in blood that are activated as part of the immune response to neutralize specific invaders such as bacteria or viruses. Tips Use this code only for the appropriate proprietary test; report one unit of this code for a single specimen analyzed on a single date of service.? Some payers may pay separately for collecting the specimen. Additional Info “U” codes are included in the CPT® code set to identify specific proprietary laboratory analyses (PLA) tests. PLA codes take precedence over the usual 80000 series codes for laboratory/pathology. Use this code only for the above–described test; do not report this test using any other CPT® code. PLA code descriptors follow existing code conventions when possible, and lab techniques used include multianalyte assays with algorithmic analyses (MAAA) and genomic sequencing procedures (GSP), among others. Read Less | Range Specific Guideline Proprietary laboratory analyses (PLA) codes describe proprietary clinical laboratory analyses and can be either provided by a single ("sole-source") laboratory or licensed or marketed to multiple providing laboratories (eg, cleared or approved by the Food and Drug Administration [FDA]). This subsection includes advanced diagnostic laboratory tests (ADLTs) and clinical diagnostic laboratory tests (CDLTs), as defined under the Protecting Access to Medicare Act (PAMA) of 2014. These analyses may include a range of medical laboratory tests including, but not limited to, multianalyte assays with algorithmic analyses (MAAA) and genomic sequencing procedures (GSP). The descriptor nomenclature follows, where possible, existing code conventions (eg, MAAA, GSP). Unless specifically noted, even though the Proprietary Laboratory Analyses section of the code set is located at the end of the Pathology and Laboratory section of the code set, a PLA code does not fulfill Category I code criteria. PLA codes are not required to fulfill the Category I criteria. The standards for inclusion in the PLA section are: The test must be commercially available in the United States for use on human specimens and The clinical laboratory or manufacturer that offers the test must request the code. For similar laboratory analyses that fulfill Category I criteria, see codes listed in the numeric 80000 series. When a PLA code is available to report a given proprietary laboratory service, that PLA code takes precedence. The service should not be reported with any other CPT® code(s) and other CPT® code(s) should not be used to report services that may be reported with that specific PLA code. These codes encompass all analytical services required for the analysis (eg, cell lysis, nucleic acid stabilization, extraction, digestion, amplification, hybridization and detection). For molecular analyses, additional procedures that are required prior to cell lysis (eg, microdissection [codes 88380 and 88381]) may be reported separately. Codes in this subsection are released on a quarterly basis to expedite dissemination for reporting. PLA codes will be published electronically on the AMA CPT® website (ama-assn.org/cpt-pla-codes), distributed via CPT® data files on a quarterly basis, and, at a minimum, made available in print annually in the CPT® codebook. See the Introduction section of the CPT® code set for a complete list of the dates of release and implementation. All codes that are included in this section are also included in Appendix O, with the procedure's proprietary name. In order to report a PLA code, the analysis performed must fulfill the code descriptor and must be the test represented by the proprietary name listed in Appendix O. In some instances, the descriptor language of PLA codes may be identical and the code may only be differentiated by the listed proprietary name in Appendix O. When more than one PLA has an identical descriptor, the codes will be denoted by the symbol "â™“." All PLA tests will have assigned codes in the PLA section of the code set. Any PLA coded test(s) that satisfies Category I criteria and has been accepted by the CPT® Editorial Panel will be designated by the addition of the symbol "^" to the existing PLA code and will remain in the PLA section of the code set. If a proprietary test has already been accepted for a Category I code and a code has not been published, subsequent application for a PLA code will take precedence. The code will only be placed in the PLA section. The accuracy of a PLA code is to be maintained by the original applicant, or the current owner of the test kit or laboratory performing the proprietary test. A new PLA code is required when: 1. Additional nucleic acid (DNA or RNA) and/or protein analysis(es) are added to the current PLA test, or 2. The name of the PLA test has changed in association with changes in test performance or test characteristics. The addition or modification of the therapeutic applications of the test require submission of a code change application, but it may not require a new code number. | 0001U-0599U | https://www.aapc.com/codes/cpt-codes/0404U | 2025-10-27T18:29:04.998995Z
0405U | Oncology (pancreatic), 59 methylation haplotype block markers, next-generation sequencing, plasma, reported as cancer signal detected or not detected | This is a Proprietary Laboratory Analyses (PLA) code, meaning that the code applies to only one unique lab test made by a specific manufacturer or performed by a specific lab. Report 0405U only for BTG Early Detection of Pancreatic Cancer from Breakthrough Genomics. The test uses a plasma specimen to evaluate circulating tumor cell–free DNA (cfDNA) for 59 biomarkers described in the code to help detect early pancreatic cancer in patients at high risk for developing the disease. Explanation The lab analyst evaluates a plasma specimen from a patient at high risk for developing pancreatic cancer. The evaluation uses next generation sequencing (NGS), which uses an automated instrument that can simultaneously determine the order of DNA or RNA nucleotides in many genes and uses bioinformatics to interpret the results. The procedure involves extracting circulating tumor cell–free DNA (cfDNA) from the plasma specimen to identify 59 markers that indicate the presence of pancreatic cancer. The markers are methylation haplotype blocks, which are closely bound cytosine and guanine bases connected by a phosphate group. The 59 markers indicate patterns in cfDNA indicating the presence of a pancreatic tumor or precancerous lesion. This is a multianalyte assay with algorithmic analysis (MAAA), which includes the analytical services to produce test results, and uses those results plus patient data for an algorithmic analysis that reports the findings as a probability or risk score. Clinicians may order this test for patients who are at high risk for pancreatic cancer. The blood test is a “liquid biopsy” that allows early detection of disease. The test algorithm provides a result of cancer signal “detected” or “not detected.” Terminology Algorithm: A specific set of step–by–step calculations using defined inputs at each step to produce a useful output; for multianalyte assays with algorithmic analyses (MAAA), the output involves some sort of diagnostic or prognostic information about treatment options or disease outcomes. Biomarker, biological marker, biochemical marker: A measurable substance, such as an enzyme, protein, or gene, that is an indicator of a condition, disease, or normal or abnormal process. Cell–free DNA (cfDNA): Nonencapsulated DNA in the form of nucleic acid fragments that enter the bloodstream during apoptosis (programmed, or normal, cell death) or necrosis (cell death due to loss of blood supply from injury, radiation, or chemicals). Liquid biopsy: Blood test to find biomarkers or bits of nucleic acids or cancer cells that break off from a tumor and circulate in the blood; may be useful for finding early–stage cancer. Methylation analysis: Analysis of DNA patterns following attachment of methyl groups to cytosine bases to indicate the presence or absence of genetic changes related to a disease. Multianalyte assays with algorithmic analyses (MAAA): A set of codes generally unique to a single clinical laboratory or manufacture; they typically list all the analytic and algorithmic analysis for a type of disease, such cancer; the type and number of analytes, such as proteins; the lab methods, such as immunoassay; the specimen type, such as blood; and the result type, such as prognostic risk score. Next–generation sequencing (NGS): A general term for a number of different modern DNA and RNA sequencing technologies that are quicker and cheaper than the previous methods; also known as high–throughput sequencing. Tips Use this code only for the appropriate proprietary test; report one unit of this code for a single specimen analyzed on a single date of service. Some payers may pay separately for collecting the specimen. Additional Info “U” codes are included in the CPT® code set to identify specific proprietary laboratory analyses (PLA) tests. PLA codes take precedence over the usual 80000 series codes for laboratory/pathology. Use this code only for the above–described test; do not report this test using any other CPT® code. PLA code descriptors follow existing code conventions when possible, and lab techniques used include multianalyte assays with algorithmic analyses (MAAA) and genomic sequencing procedures (GSP), among others. Read Less | Range Specific Guideline Proprietary laboratory analyses (PLA) codes describe proprietary clinical laboratory analyses and can be either provided by a single ("sole-source") laboratory or licensed or marketed to multiple providing laboratories (eg, cleared or approved by the Food and Drug Administration [FDA]). This subsection includes advanced diagnostic laboratory tests (ADLTs) and clinical diagnostic laboratory tests (CDLTs), as defined under the Protecting Access to Medicare Act (PAMA) of 2014. These analyses may include a range of medical laboratory tests including, but not limited to, multianalyte assays with algorithmic analyses (MAAA) and genomic sequencing procedures (GSP). The descriptor nomenclature follows, where possible, existing code conventions (eg, MAAA, GSP). Unless specifically noted, even though the Proprietary Laboratory Analyses section of the code set is located at the end of the Pathology and Laboratory section of the code set, a PLA code does not fulfill Category I code criteria. PLA codes are not required to fulfill the Category I criteria. The standards for inclusion in the PLA section are: The test must be commercially available in the United States for use on human specimens and The clinical laboratory or manufacturer that offers the test must request the code. For similar laboratory analyses that fulfill Category I criteria, see codes listed in the numeric 80000 series. When a PLA code is available to report a given proprietary laboratory service, that PLA code takes precedence. The service should not be reported with any other CPT® code(s) and other CPT® code(s) should not be used to report services that may be reported with that specific PLA code. These codes encompass all analytical services required for the analysis (eg, cell lysis, nucleic acid stabilization, extraction, digestion, amplification, hybridization and detection). For molecular analyses, additional procedures that are required prior to cell lysis (eg, microdissection [codes 88380 and 88381]) may be reported separately. Codes in this subsection are released on a quarterly basis to expedite dissemination for reporting. PLA codes will be published electronically on the AMA CPT® website (ama-assn.org/cpt-pla-codes), distributed via CPT® data files on a quarterly basis, and, at a minimum, made available in print annually in the CPT® codebook. See the Introduction section of the CPT® code set for a complete list of the dates of release and implementation. All codes that are included in this section are also included in Appendix O, with the procedure's proprietary name. In order to report a PLA code, the analysis performed must fulfill the code descriptor and must be the test represented by the proprietary name listed in Appendix O. In some instances, the descriptor language of PLA codes may be identical and the code may only be differentiated by the listed proprietary name in Appendix O. When more than one PLA has an identical descriptor, the codes will be denoted by the symbol "â™“." All PLA tests will have assigned codes in the PLA section of the code set. Any PLA coded test(s) that satisfies Category I criteria and has been accepted by the CPT® Editorial Panel will be designated by the addition of the symbol "^" to the existing PLA code and will remain in the PLA section of the code set. If a proprietary test has already been accepted for a Category I code and a code has not been published, subsequent application for a PLA code will take precedence. The code will only be placed in the PLA section. The accuracy of a PLA code is to be maintained by the original applicant, or the current owner of the test kit or laboratory performing the proprietary test. A new PLA code is required when: 1. Additional nucleic acid (DNA or RNA) and/or protein analysis(es) are added to the current PLA test, or 2. The name of the PLA test has changed in association with changes in test performance or test characteristics. The addition or modification of the therapeutic applications of the test require submission of a code change application, but it may not require a new code number. | 0001U-0599U | https://www.aapc.com/codes/cpt-codes/0405U | 2025-10-27T18:29:22.776103Z
0406U | Oncology (lung), flow cytometry, sputum, 5 markers (meso-tetra [4-carboxyphenyl] porphyrin [TCPP], CD206, CD66b, CD3, CD19), algorithm reported as likelihood of lung cancer | This is a Proprietary Laboratory Analyses (PLA) code, meaning that the code applies to only one unique lab test made by a specific manufacturer or performed by a specific lab. Report 0406U only for CyPath® Lung from Precision Pathology Services and bioAffinity Technologies Inc. The assay uses flow cytometry to evaluate a self–collected sputum specimen for the level of five markers (specific cell types listed in the code) indicative of lung cancer. The test includes an algorithmic analysis of the findings and reports the likelihood that the patient has lung cancer. Explanation Using a sputum specimen that the patient collects at home over three days, the lab analyst performs a flow cytometry assay for the levels of five markers listed in the code. The lab analyst processes the sputum into a single–cell suspension with fluorescently–labeled porphyrin (TCPP) and antibodies that selectively bind to cancer cells and other cells of interest, as well as a dye for cell viability. The assay quantifies the levels of the markers listed in the code in the patient specimen. This is a multianalyte assay with algorithmic analysis (MAAA), which includes the analytical services to produce test results and uses those results plus patient data for an algorithmic analysis that reports the findings as a probability or risk score. Using the flow cytometry findings plus patient data such as age, the algorithm provides a score for the likelihood that the patient has lung cancer on a scale from 0.0 (very unlikely) to 1.0 (very likely). Clinicians may order this test for patients with suspicious findings on computed tomography (CT) testing. The CyPath® Lung test results allow clinicians to determine if the patient is unlikely to have lung cancer and may reasonably continue with imaging surveillance, or if the patient is likely to have lung cancer and may need more aggressive intervention such as lung biopsy. Terminology Algorithm: A specific set of step–by–step calculations using defined inputs at each step to produce a useful output; for multianalyte assays with algorithmic analyses (MAAA), the output involves some sort of diagnostic or prognostic information about treatment options or disease outcomes.? Antibody: A protein produced by the body as an immune–system response to a specific antigen, such as a bacteria or foreign substance; lab tests may utilize reactions between antibodies and antigens to identify a substance in a patient specimen; may also be referred to as immunoglobulin.? Assay: A laboratory test to find or measure the quantity of some entity (the analyte) or to find or measure some property of the analyte, such as functional activity.? Flow cytometry: A laboratory test in which a stream of stained or fluorescently marked blood cells are suspended in fluid in an electronic detector (flow cytometer); the cells travel in a single line past a focused light or laser beam that causes the stained cells to fluoresce and scatter light according to their DNA and nuclear structure; the fluorescence and light scatter are measured with a photodetector and analyzed; this test can be used to identify antigens and cancer cells as well as for staging.? Multianalyte assays with algorithmic analyses (MAAA): A set of codes generally unique to a single clinical laboratory or manufacture; they typically list all the analytic and algorithmic analysis for a type of disease, such cancer; the type and number of analytes, such as proteins; the lab methods, such as immunoassay; the specimen type, such as blood; and the result type, such as prognostic risk score.? Tips Use this code only for the appropriate proprietary test; report one unit of this code for a single specimen analyzed on a single date of service. Don’t report cytopathology codes from the range 88184–88188 in addition to 0406U. Additional Info “U” codes are included in the CPT® code set to identify specific proprietary laboratory analyses (PLA) tests. PLA codes take precedence over the usual 80000 series codes for laboratory/pathology. Use this code only for the above–described test; do not report this test using any other CPT® code. PLA code descriptors follow existing code conventions when possible, and lab techniques used include multianalyte assays with algorithmic analyses (MAAA) and genomic sequencing procedures (GSP), among others. Read Less | Range Specific Guideline Proprietary laboratory analyses (PLA) codes describe proprietary clinical laboratory analyses and can be either provided by a single ("sole-source") laboratory or licensed or marketed to multiple providing laboratories (eg, cleared or approved by the Food and Drug Administration [FDA]). This subsection includes advanced diagnostic laboratory tests (ADLTs) and clinical diagnostic laboratory tests (CDLTs), as defined under the Protecting Access to Medicare Act (PAMA) of 2014. These analyses may include a range of medical laboratory tests including, but not limited to, multianalyte assays with algorithmic analyses (MAAA) and genomic sequencing procedures (GSP). The descriptor nomenclature follows, where possible, existing code conventions (eg, MAAA, GSP). Unless specifically noted, even though the Proprietary Laboratory Analyses section of the code set is located at the end of the Pathology and Laboratory section of the code set, a PLA code does not fulfill Category I code criteria. PLA codes are not required to fulfill the Category I criteria. The standards for inclusion in the PLA section are: The test must be commercially available in the United States for use on human specimens and The clinical laboratory or manufacturer that offers the test must request the code. For similar laboratory analyses that fulfill Category I criteria, see codes listed in the numeric 80000 series. When a PLA code is available to report a given proprietary laboratory service, that PLA code takes precedence. The service should not be reported with any other CPT® code(s) and other CPT® code(s) should not be used to report services that may be reported with that specific PLA code. These codes encompass all analytical services required for the analysis (eg, cell lysis, nucleic acid stabilization, extraction, digestion, amplification, hybridization and detection). For molecular analyses, additional procedures that are required prior to cell lysis (eg, microdissection [codes 88380 and 88381]) may be reported separately. Codes in this subsection are released on a quarterly basis to expedite dissemination for reporting. PLA codes will be published electronically on the AMA CPT® website (ama-assn.org/cpt-pla-codes), distributed via CPT® data files on a quarterly basis, and, at a minimum, made available in print annually in the CPT® codebook. See the Introduction section of the CPT® code set for a complete list of the dates of release and implementation. All codes that are included in this section are also included in Appendix O, with the procedure's proprietary name. In order to report a PLA code, the analysis performed must fulfill the code descriptor and must be the test represented by the proprietary name listed in Appendix O. In some instances, the descriptor language of PLA codes may be identical and the code may only be differentiated by the listed proprietary name in Appendix O. When more than one PLA has an identical descriptor, the codes will be denoted by the symbol "â™“." All PLA tests will have assigned codes in the PLA section of the code set. Any PLA coded test(s) that satisfies Category I criteria and has been accepted by the CPT® Editorial Panel will be designated by the addition of the symbol "^" to the existing PLA code and will remain in the PLA section of the code set. If a proprietary test has already been accepted for a Category I code and a code has not been published, subsequent application for a PLA code will take precedence. The code will only be placed in the PLA section. The accuracy of a PLA code is to be maintained by the original applicant, or the current owner of the test kit or laboratory performing the proprietary test. A new PLA code is required when: 1. Additional nucleic acid (DNA or RNA) and/or protein analysis(es) are added to the current PLA test, or 2. The name of the PLA test has changed in association with changes in test performance or test characteristics. The addition or modification of the therapeutic applications of the test require submission of a code change application, but it may not require a new code number. | 0001U-0599U | https://www.aapc.com/codes/cpt-codes/0406U | 2025-10-27T18:29:40.744565Z
0407U | Nephrology (diabetic chronic kidney disease [CKD]), multiplex electrochemiluminescent immunoassay (ECLIA) of soluble tumor necrosis factor receptor 1 (sTNFR1), soluble tumor necrosis receptor 2 (sTNFR2), and kidney injury molecule 1 (KIM-1) combined with clinical data, plasma, algorithm reported as risk for progressive decline in kidney function | This is a Proprietary Laboratory Analyses (PLA) code, meaning that the code applies to only one unique lab test made by a specific manufacturer or performed by a specific lab. Report 0407U only for the IntelxDKD™ from Renalytix Inc. The test uses a plasma specimen for an immunoassay (lab test based on antigen/antibody reaction) to detect three biomarkers listed in the code. The test includes an algorithmic analysis using test results and clinical factors to report a risk score for progressive kidney function decline in patients with early–stage chronic diabetic kidney disease. Explanation The lab analyst performs a multiplex electrochemiluminescent immunoassay (ECLIA) test to detect and measure predictive blood–based biomarkers, including soluble tumor necrosis factor receptor 1 (sTNFR1), soluble tumor necrosis receptor 2 (sTNFR2), and kidney injury molecule 1 (KIM–1) in a plasma specimen. The lab analyst carries out multiple technical steps to process and test the specimen using immunoassay methods that include placing the specimens in the wells of an automated device, along with a chemiluminescent reagent that binds to the detection antibody only when activated by an electrical charge. This is a multianalyte assay with algorithmic analysis (MAAA), which includes the analytical services to produce test results and uses those results plus patient data for an algorithmic analysis that reports the findings as a probability or risk score. The results of the immunoassay are combined with clinical data indicative of kidney function for an algorithmic analysis reported as risk for progressive decline in kidney function. Clinicians may order this test for patients with Type 2 diabetes who have early–stage kidney disease in an effort to identify whether the patient is at low, intermediate, or high risk of progressive decline in kidney function. The findings will allow clinicians to develop appropriate monitoring and treatment to slow or prevent further progression of kidney disease. Terminology Algorithm: A specific set of step–by–step calculations using defined inputs at each step to produce a useful output; for multianalyte assays with algorithmic analyses (MAAA), the output involves some sort of diagnostic or prognostic information about treatment options or disease outcomes. Chronic kidney disease (CKD): A condition of gradual loss of kidney function, described in five stages, with stage 1 being the least severe and stage 5 being end stage renal disease, requiring dialysis or kidney transplant for treatment. Electrochemiluminescence immunoassay (ECLIA): A laboratory testing method that uses the electrochemical properties of specific markers to produce light and identify a substance with a luminometer. Immunoassay: A biochemical test that uses an antibody/antigen reaction to detect and possibly quantify a specific substance present in the specimen, such as blood. Multianalyte assays with algorithmic analyses (MAAA): A set of codes generally unique to a single clinical laboratory or manufacture; they typically list all the analytic and algorithmic analysis for a type of disease, such a cancer; the type and number of analytes, such as proteins; the lab methods, such as immunoassay; the specimen type, such as blood; and the result type, such as prognostic risk score. Plasma: The liquid portion of blood that typically suspends blood cells; plasma accounts for about 55 percent of blood volume and contains important components such as proteins, electrolytes, hormones, and coagulation factors. Tumor necrosis factor (TNF): A special type of protein that can induce death (necrosis) of tumor cells but that can also cause inflammation or swelling when it mistakes healthy cells for invaders in patients with autoimmune conditions. Tips Use this code only for the appropriate proprietary test; report one unit of this code for a single specimen analyzed on a single date of service. Some payers may pay separately for collection of the specimen. Additional Info “U” codes are included in the CPT® code set to identify specific proprietary laboratory analyses (PLA) tests. PLA codes take precedence over the usual 80000 series codes for laboratory/pathology. Use this code only for the above–described test; do not report this test using any other CPT® code. PLA code descriptors follow existing code conventions when possible, and lab techniques used include multianalyte assays with algorithmic analyses (MAAA) and genomic sequencing procedures (GSP), among others. Read Less | Range Specific Guideline Proprietary laboratory analyses (PLA) codes describe proprietary clinical laboratory analyses and can be either provided by a single ("sole-source") laboratory or licensed or marketed to multiple providing laboratories (eg, cleared or approved by the Food and Drug Administration [FDA]). This subsection includes advanced diagnostic laboratory tests (ADLTs) and clinical diagnostic laboratory tests (CDLTs), as defined under the Protecting Access to Medicare Act (PAMA) of 2014. These analyses may include a range of medical laboratory tests including, but not limited to, multianalyte assays with algorithmic analyses (MAAA) and genomic sequencing procedures (GSP). The descriptor nomenclature follows, where possible, existing code conventions (eg, MAAA, GSP). Unless specifically noted, even though the Proprietary Laboratory Analyses section of the code set is located at the end of the Pathology and Laboratory section of the code set, a PLA code does not fulfill Category I code criteria. PLA codes are not required to fulfill the Category I criteria. The standards for inclusion in the PLA section are: The test must be commercially available in the United States for use on human specimens and The clinical laboratory or manufacturer that offers the test must request the code. For similar laboratory analyses that fulfill Category I criteria, see codes listed in the numeric 80000 series. When a PLA code is available to report a given proprietary laboratory service, that PLA code takes precedence. The service should not be reported with any other CPT® code(s) and other CPT® code(s) should not be used to report services that may be reported with that specific PLA code. These codes encompass all analytical services required for the analysis (eg, cell lysis, nucleic acid stabilization, extraction, digestion, amplification, hybridization and detection). For molecular analyses, additional procedures that are required prior to cell lysis (eg, microdissection [codes 88380 and 88381]) may be reported separately. Codes in this subsection are released on a quarterly basis to expedite dissemination for reporting. PLA codes will be published electronically on the AMA CPT® website (ama-assn.org/cpt-pla-codes), distributed via CPT® data files on a quarterly basis, and, at a minimum, made available in print annually in the CPT® codebook. See the Introduction section of the CPT® code set for a complete list of the dates of release and implementation. All codes that are included in this section are also included in Appendix O, with the procedure's proprietary name. In order to report a PLA code, the analysis performed must fulfill the code descriptor and must be the test represented by the proprietary name listed in Appendix O. In some instances, the descriptor language of PLA codes may be identical and the code may only be differentiated by the listed proprietary name in Appendix O. When more than one PLA has an identical descriptor, the codes will be denoted by the symbol "â™“." All PLA tests will have assigned codes in the PLA section of the code set. Any PLA coded test(s) that satisfies Category I criteria and has been accepted by the CPT® Editorial Panel will be designated by the addition of the symbol "^" to the existing PLA code and will remain in the PLA section of the code set. If a proprietary test has already been accepted for a Category I code and a code has not been published, subsequent application for a PLA code will take precedence. The code will only be placed in the PLA section. The accuracy of a PLA code is to be maintained by the original applicant, or the current owner of the test kit or laboratory performing the proprietary test. A new PLA code is required when: 1. Additional nucleic acid (DNA or RNA) and/or protein analysis(es) are added to the current PLA test, or 2. The name of the PLA test has changed in association with changes in test performance or test characteristics. The addition or modification of the therapeutic applications of the test require submission of a code change application, but it may not require a new code number. | 0001U-0599U | https://www.aapc.com/codes/cpt-codes/0407U | 2025-10-27T18:29:58.657582Z
0408U | Infectious agent antigen detection by bulk acoustic wave biosensor immunoassay, severe acute respiratory syndrome coronavirus 2 (SARS-CoV-2) (coronavirus disease [COVID-19]) | This is a Proprietary Laboratory Analyses (PLA) code, meaning that the code applies to only one unique lab test made by a specific manufacturer or performed by a specific lab. Report 0408U only for Omnia™ SARSCoV–2 Antigen Test from Qorvo Biotechnologies. The test evaluates a nasal swab specimen using an automated instrument that implements an immunoassay procedure and bulk acoustic wave (BAW) biosensor to detect antigens from severe acute respiratory syndrome coronavirus 2 (SARS–CoV–2), which causes COVID–19. Explanation Using a direct nasal swab without viral transport media, the lab analyst performs the technical steps for qualitative detection of SARS–CoV–2 antigens. The automated instrument lyses (breaks apart) the virus to expose a protein specific to SARS–CoV–2 and uses various reagents to create an immune reaction with the protein. The reaction changes the resonance frequency of the bound protein, which the instrument detects using a bulk acoustic wave (BAW) biosensor. The frequency shift correlates with the concentration of SARS–CoV–2 viral antigens, and the test provides a result of “positive” or “negative” for SARS–CoV–2 antigens. With an estimated 20–minute turn–around time, clinicians may order this test for rapid determination of SARS–CoV–2 viral infection. Because the test uses a nasal swab without transport media, it may be used as a point–of–care test. Along with clinical factors, the test results may be used to indicate a diagnosis of COVID–19. Terminology Antigen: A substance that can stimulate the immune system to produce antibodies; lab tests may utilize reactions between antibodies and antigens to identify a substance in a patient specimen. COVID–19: Coronavirus Disease 2019 (COVID–19) is a disease caused by a novel coronavirus, SARS–CoV–2, that resulted in declaration of a global pandemic beginning in March 2020. Immunoassay: A biochemical test that uses an antibody/antigen reaction to detect and possibly quantify a specific substance present in the specimen, such as blood. Reagent: A substance used in a lab test to bring about a desired change or reaction, often to reveal the presence or quantity of another substance that is the focus of the test. SARS–CoV–2: Severe acute respiratory syndrome coronavirus 2 (SARS–CoV–2) is the virus that causes COVID–19, and is a member of the coronavirus family that was responsible for past outbreaks such as severe acute respiratory syndrome (SARS) and Middle East respiratory syndrome (MERS). Tips For SARS–CoV–2 DNA or RNA nucleic acid detection amplified probe technique, see 87635. For SARS–CoV–2 antigen detection by immunoassay, see 87426. See 86328 for a single–step immunoassay using a reagent strip such as might be used for point–of–care testing for SARS–CoV–2 antibodies.? See 86769 for a multiple–step immunoassay using a reagent strip such as might be used for point–of–care testing for SARS–CoV–2 antibodies.? Distinguish 0408U from other PLA codes for SARS–CoV–2 testing. Additional Info “U” codes are included in the CPT® code set to identify specific proprietary laboratory analyses (PLA) tests. PLA codes take precedence over the usual 80000 series codes for laboratory/pathology. Use this code only for the above–described test; do not report this test using any other CPT® code. PLA code descriptors follow existing code conventions when possible, and lab techniques used include multianalyte assays with algorithmic analyses (MAAA) and genomic sequencing procedures (GSP), among others. Read Less | Range Specific Guideline Proprietary laboratory analyses (PLA) codes describe proprietary clinical laboratory analyses and can be either provided by a single ("sole-source") laboratory or licensed or marketed to multiple providing laboratories (eg, cleared or approved by the Food and Drug Administration [FDA]). This subsection includes advanced diagnostic laboratory tests (ADLTs) and clinical diagnostic laboratory tests (CDLTs), as defined under the Protecting Access to Medicare Act (PAMA) of 2014. These analyses may include a range of medical laboratory tests including, but not limited to, multianalyte assays with algorithmic analyses (MAAA) and genomic sequencing procedures (GSP). The descriptor nomenclature follows, where possible, existing code conventions (eg, MAAA, GSP). Unless specifically noted, even though the Proprietary Laboratory Analyses section of the code set is located at the end of the Pathology and Laboratory section of the code set, a PLA code does not fulfill Category I code criteria. PLA codes are not required to fulfill the Category I criteria. The standards for inclusion in the PLA section are: The test must be commercially available in the United States for use on human specimens and The clinical laboratory or manufacturer that offers the test must request the code. For similar laboratory analyses that fulfill Category I criteria, see codes listed in the numeric 80000 series. When a PLA code is available to report a given proprietary laboratory service, that PLA code takes precedence. The service should not be reported with any other CPT® code(s) and other CPT® code(s) should not be used to report services that may be reported with that specific PLA code. These codes encompass all analytical services required for the analysis (eg, cell lysis, nucleic acid stabilization, extraction, digestion, amplification, hybridization and detection). For molecular analyses, additional procedures that are required prior to cell lysis (eg, microdissection [codes 88380 and 88381]) may be reported separately. Codes in this subsection are released on a quarterly basis to expedite dissemination for reporting. PLA codes will be published electronically on the AMA CPT® website (ama-assn.org/cpt-pla-codes), distributed via CPT® data files on a quarterly basis, and, at a minimum, made available in print annually in the CPT® codebook. See the Introduction section of the CPT® code set for a complete list of the dates of release and implementation. All codes that are included in this section are also included in Appendix O, with the procedure's proprietary name. In order to report a PLA code, the analysis performed must fulfill the code descriptor and must be the test represented by the proprietary name listed in Appendix O. In some instances, the descriptor language of PLA codes may be identical and the code may only be differentiated by the listed proprietary name in Appendix O. When more than one PLA has an identical descriptor, the codes will be denoted by the symbol "â™“." All PLA tests will have assigned codes in the PLA section of the code set. Any PLA coded test(s) that satisfies Category I criteria and has been accepted by the CPT® Editorial Panel will be designated by the addition of the symbol "^" to the existing PLA code and will remain in the PLA section of the code set. If a proprietary test has already been accepted for a Category I code and a code has not been published, subsequent application for a PLA code will take precedence. The code will only be placed in the PLA section. The accuracy of a PLA code is to be maintained by the original applicant, or the current owner of the test kit or laboratory performing the proprietary test. A new PLA code is required when: 1. Additional nucleic acid (DNA or RNA) and/or protein analysis(es) are added to the current PLA test, or 2. The name of the PLA test has changed in association with changes in test performance or test characteristics. The addition or modification of the therapeutic applications of the test require submission of a code change application, but it may not require a new code number. | 0001U-0599U | https://www.aapc.com/codes/cpt-codes/0408U | 2025-10-27T18:30:17.507616Z
0409U | Oncology (solid tumor), DNA (80 genes) and RNA (36 genes), by next-generation sequencing from plasma, including single nucleotide variants, insertions/deletions, copy number alterations, microsatellite instability, and fusions, report showing identified mutations with clinical actionability | This is a Proprietary Laboratory Analyses (PLA) code, meaning that the code applies to only one unique lab test made by a specific manufacturer or performed by a specific lab. Report 0409U only for LiquidHALLMARK® from Lucence Health Inc. The test uses next–generation sequencing (NGS) to evaluate circulating cell–free DNA and RNA from a plasma specimen for alterations to 80 and 36 genes, respectively, and reports any identified mutations along with a guide to possible clinically actionable treatment options. Explanation The lab analyst processes a patient plasma specimen to isolate circulating tumor DNA (ctDNA) and possibly ctRNA for analysis, which is a procedure sometimes called a liquid biopsy. The test uses next–generation sequencing (NGS), which uses an automated instrument that can simultaneously determine the order of DNA or RNA nucleotides in many genes and uses bioinformatics to interpret the results. This test interrogates 80 DNA mutations for variants such as single nucleotide variants (SNVs) and insertions/deletions (indels) and 10 gene fusions. The test may also include analysis of 36 ctRNA targets. The mutations investigated are associated with 15 types of cancer, including breast, lung, and colon cancer. This is a multianalyte assay with algorithmic analysis (MAAA), which includes the analytical services to produce test results and uses those results plus patient data for an algorithmic analysis that reports the findings as a probability or risk score. Clinicians may order this test at any stage of a patient’s cancer development, from aiding in diagnosis and therapy selection to monitoring therapy response or detecting emergent mutations over time. Clinicians may specifically order this test as a noninvasive option to biopsy. Terminology Algorithm: A specific set of step–by–step calculations using defined inputs at each step to produce a useful output; for multianalyte assays with algorithmic analyses (MAAA), the output involves some sort of diagnostic or prognostic information about treatment options or disease outcomes. Circulating–tumor DNA (ctDNA): DNA that comes from a tumor and circulates in the blood; a specific type of cell–free DNA. Deoxyribonucleic acid (DNA): A form of nucleic acid that consists of a sequence of specific biological chemicals (nucleotides) which carry genetic information.?? Duplication and/or deletion: Increase and/or decrease in the normal copy number, which is two copies of a gene sequence. Gene: Specific nucleic acid sequence associated with a unique function in the body such as production of a specific protein.? Mutation: An alteration in a deoxyribonucleic acid (DNA) sequence that may lead to pathologic changes in the organism.? Next–generation sequencing (NGS): A general term for a number of different modern DNA and RNA sequencing technologies that are quicker and cheaper than the previous methods; also known as high–throughput sequencing. Ribonucleic acid (RNA): One of the essential building blocks of life, along with deoxyribonucleic acid (DNA) and proteins; RNA acts as a messenger (mRNA), carrying genetic information from DNA to proteins, helps regulate cellular processes, and, like enzymes, can speed up chemical reactions; RNA, rather than DNA, carries genetic information in some important viruses. Single nucleotide polymorphism (SNP): Compared to the population, a difference in a single nucleotide in a nucleic acid sequence that may be associated with a specific disease or condition. Variant: A gene that differs from the usual nucleic acid sequence due to events such as nucleotide deletions or insertions or substitutions; may cause conditions such as genetic disorders or cancer. Tips Use this code only for the appropriate proprietary test; report one unit of this code for a single specimen analyzed on a single date of service. Some payers may pay separately for collecting the specimen. Additional Info “U” codes are included in the CPT® code set to identify specific proprietary laboratory analyses (PLA) tests. PLA codes take precedence over the usual 80000 series codes for laboratory/pathology. Use this code only for the above–described test; do not report this test using any other CPT® code. PLA code descriptors follow existing code conventions when possible, and lab techniques used include multianalyte assays with algorithmic analyses (MAAA) and genomic sequencing procedures (GSP), among others. Read Less | Range Specific Guideline Proprietary laboratory analyses (PLA) codes describe proprietary clinical laboratory analyses and can be either provided by a single ("sole-source") laboratory or licensed or marketed to multiple providing laboratories (eg, cleared or approved by the Food and Drug Administration [FDA]). This subsection includes advanced diagnostic laboratory tests (ADLTs) and clinical diagnostic laboratory tests (CDLTs), as defined under the Protecting Access to Medicare Act (PAMA) of 2014. These analyses may include a range of medical laboratory tests including, but not limited to, multianalyte assays with algorithmic analyses (MAAA) and genomic sequencing procedures (GSP). The descriptor nomenclature follows, where possible, existing code conventions (eg, MAAA, GSP). Unless specifically noted, even though the Proprietary Laboratory Analyses section of the code set is located at the end of the Pathology and Laboratory section of the code set, a PLA code does not fulfill Category I code criteria. PLA codes are not required to fulfill the Category I criteria. The standards for inclusion in the PLA section are: The test must be commercially available in the United States for use on human specimens and The clinical laboratory or manufacturer that offers the test must request the code. For similar laboratory analyses that fulfill Category I criteria, see codes listed in the numeric 80000 series. When a PLA code is available to report a given proprietary laboratory service, that PLA code takes precedence. The service should not be reported with any other CPT® code(s) and other CPT® code(s) should not be used to report services that may be reported with that specific PLA code. These codes encompass all analytical services required for the analysis (eg, cell lysis, nucleic acid stabilization, extraction, digestion, amplification, hybridization and detection). For molecular analyses, additional procedures that are required prior to cell lysis (eg, microdissection [codes 88380 and 88381]) may be reported separately. Codes in this subsection are released on a quarterly basis to expedite dissemination for reporting. PLA codes will be published electronically on the AMA CPT® website (ama-assn.org/cpt-pla-codes), distributed via CPT® data files on a quarterly basis, and, at a minimum, made available in print annually in the CPT® codebook. See the Introduction section of the CPT® code set for a complete list of the dates of release and implementation. All codes that are included in this section are also included in Appendix O, with the procedure's proprietary name. In order to report a PLA code, the analysis performed must fulfill the code descriptor and must be the test represented by the proprietary name listed in Appendix O. In some instances, the descriptor language of PLA codes may be identical and the code may only be differentiated by the listed proprietary name in Appendix O. When more than one PLA has an identical descriptor, the codes will be denoted by the symbol "â™“." All PLA tests will have assigned codes in the PLA section of the code set. Any PLA coded test(s) that satisfies Category I criteria and has been accepted by the CPT® Editorial Panel will be designated by the addition of the symbol "^" to the existing PLA code and will remain in the PLA section of the code set. If a proprietary test has already been accepted for a Category I code and a code has not been published, subsequent application for a PLA code will take precedence. The code will only be placed in the PLA section. The accuracy of a PLA code is to be maintained by the original applicant, or the current owner of the test kit or laboratory performing the proprietary test. A new PLA code is required when: 1. Additional nucleic acid (DNA or RNA) and/or protein analysis(es) are added to the current PLA test, or 2. The name of the PLA test has changed in association with changes in test performance or test characteristics. The addition or modification of the therapeutic applications of the test require submission of a code change application, but it may not require a new code number. | 0001U-0599U | https://www.aapc.com/codes/cpt-codes/0409U | 2025-10-27T18:30:35.708229Z
0410U | Oncology (pancreatic), DNA, whole genome sequencing with 5-hydroxymethylcytosine enrichment, whole blood or plasma, algorithm reported as cancer detected or not detected | This is a Proprietary Laboratory Analyses (PLA) code, meaning that the code applies to only one unique lab test made by a specific manufacturer or performed by a specific lab. Report 0410U only for Avantect™ Pancreatic Cancer Test from ClearNote™ Health. The test uses 5–hydroxymethylcytosine (5hmC) biomarker profiling and whole–genome sequencing to evaluate a blood specimen from a patient at high risk of developing pancreatic cancer. The test may help identify pancreatic cancer in patients earlier than other common test methods and indicate a path for follow–up testing. Explanation The lab analyst processes a patient blood specimen to isolate cell–free DNA (cfDNA) for analysis, which is a procedure sometimes called a liquid biopsy. To identify signs present in the earliest stages of pancreatic cancer, the test includes whole genome sequencing and evaluation of 5–hydroxymethylcytosine (5hmC), which is a chemical modification of DNA that serves as a targeted biomarker of epigenomic changes (factors that impact gene expression). This is a multianalyte assay with algorithmic analysis (MAAA), which includes the analytical services to produce test results and uses those results plus patient data for an algorithmic analysis that reports the findings as a probability or risk score. Because risk of developing pancreatic cancer increases significantly over age 50, especially in patients with new–onset type II diabetes, clinicians may order this test for patients in that risk category. The algorithmic analysis for this test provides a finding for possible pancreatic cancer as “signal detected,” which indicates the need for follow–up imaging tests such as magnetic resonance imaging (MRI) or endoscopic ultrasound (EUS). The finding of “signal not detected” may indicate the need for repeating the test, such as in six months. Terminology Algorithm: A specific set of step–by–step calculations using defined inputs at each step to produce a useful output; for multianalyte assays with algorithmic analyses (MAAA), the output involves some sort of diagnostic or prognostic information about treatment options or disease outcomes. Biomarker, biological marker, biochemical marker: A measurable substance, such as an enzyme, protein, or gene, that is an indicator of a condition, disease, or normal or abnormal process. Cell–free DNA (cfDNA): Nonencapsulated DNA in the form of nucleic acid fragments that enter the bloodstream during apoptosis (programmed, or normal, cell death) or necrosis (cell death due to loss of blood supply from injury, radiation, or chemicals). Deoxyribonucleic acid (DNA): A form of nucleic acid that consists of a sequence of specific biological chemicals (nucleotides) which carry genetic information.?? Epigenetic: Nongenetic factors that influence how genes are expressed (either activated or suppressed). Gene: Specific nucleic acid sequence associated with a unique function in the body such as production of a specific protein. Gene expression: The two–step process by which cells generate messenger RNA (mRNA) from a DNA template (transcription), then generate a protein from the mRNA template (translation). Liquid biopsy: Blood test to find biomarkers or bits of nucleic acids or cancer cells that break off from a tumor and circulate in the blood; may be useful for finding early–stage cancer. Mutation: An alteration in a deoxyribonucleic acid (DNA) sequence that may lead to pathologic changes in the organism. Plasma: The liquid portion of blood that typically suspends blood cells; plasma accounts for about 55 percent of blood volume and contains important components such as proteins, electrolytes, hormones, and coagulation factors. Tips Use this code only for the appropriate proprietary test; report one unit of this code for a single specimen analyzed on a single date of service. Some payers may pay separately for collecting the specimen. Additional Info “U” codes are included in the CPT® code set to identify specific proprietary laboratory analyses (PLA) tests. PLA codes take precedence over the usual 80000 series codes for laboratory/pathology. Use this code only for the above–described test; do not report this test using any other CPT® code. PLA code descriptors follow existing code conventions when possible, and lab techniques used include multianalyte assays with algorithmic analyses (MAAA) and genomic sequencing procedures (GSP), among others. Read Less | Range Specific Guideline Proprietary laboratory analyses (PLA) codes describe proprietary clinical laboratory analyses and can be either provided by a single ("sole-source") laboratory or licensed or marketed to multiple providing laboratories (eg, cleared or approved by the Food and Drug Administration [FDA]). This subsection includes advanced diagnostic laboratory tests (ADLTs) and clinical diagnostic laboratory tests (CDLTs), as defined under the Protecting Access to Medicare Act (PAMA) of 2014. These analyses may include a range of medical laboratory tests including, but not limited to, multianalyte assays with algorithmic analyses (MAAA) and genomic sequencing procedures (GSP). The descriptor nomenclature follows, where possible, existing code conventions (eg, MAAA, GSP). Unless specifically noted, even though the Proprietary Laboratory Analyses section of the code set is located at the end of the Pathology and Laboratory section of the code set, a PLA code does not fulfill Category I code criteria. PLA codes are not required to fulfill the Category I criteria. The standards for inclusion in the PLA section are: The test must be commercially available in the United States for use on human specimens and The clinical laboratory or manufacturer that offers the test must request the code. For similar laboratory analyses that fulfill Category I criteria, see codes listed in the numeric 80000 series. When a PLA code is available to report a given proprietary laboratory service, that PLA code takes precedence. The service should not be reported with any other CPT® code(s) and other CPT® code(s) should not be used to report services that may be reported with that specific PLA code. These codes encompass all analytical services required for the analysis (eg, cell lysis, nucleic acid stabilization, extraction, digestion, amplification, hybridization and detection). For molecular analyses, additional procedures that are required prior to cell lysis (eg, microdissection [codes 88380 and 88381]) may be reported separately. Codes in this subsection are released on a quarterly basis to expedite dissemination for reporting. PLA codes will be published electronically on the AMA CPT® website (ama-assn.org/cpt-pla-codes), distributed via CPT® data files on a quarterly basis, and, at a minimum, made available in print annually in the CPT® codebook. See the Introduction section of the CPT® code set for a complete list of the dates of release and implementation. All codes that are included in this section are also included in Appendix O, with the procedure's proprietary name. In order to report a PLA code, the analysis performed must fulfill the code descriptor and must be the test represented by the proprietary name listed in Appendix O. In some instances, the descriptor language of PLA codes may be identical and the code may only be differentiated by the listed proprietary name in Appendix O. When more than one PLA has an identical descriptor, the codes will be denoted by the symbol "â™“." All PLA tests will have assigned codes in the PLA section of the code set. Any PLA coded test(s) that satisfies Category I criteria and has been accepted by the CPT® Editorial Panel will be designated by the addition of the symbol "^" to the existing PLA code and will remain in the PLA section of the code set. If a proprietary test has already been accepted for a Category I code and a code has not been published, subsequent application for a PLA code will take precedence. The code will only be placed in the PLA section. The accuracy of a PLA code is to be maintained by the original applicant, or the current owner of the test kit or laboratory performing the proprietary test. A new PLA code is required when: 1. Additional nucleic acid (DNA or RNA) and/or protein analysis(es) are added to the current PLA test, or 2. The name of the PLA test has changed in association with changes in test performance or test characteristics. The addition or modification of the therapeutic applications of the test require submission of a code change application, but it may not require a new code number. | 0001U-0599U | https://www.aapc.com/codes/cpt-codes/0410U | 2025-10-27T18:30:53.363103Z
0411U | Psychiatry (eg, depression, anxiety, attention deficit hyperactivity disorder [ADHD]), genomic analysis panel, variant analysis of 15 genes, including deletion/duplication analysis of CYP2D6 Notes: (For additional PLA code with identical clinical descriptor, see 0345U. See Appendix O to determine appropriate code assignment) | This is a Proprietary Laboratory Analyses (PLA) code, meaning that the code applies to only one unique lab test made by a specific manufacturer or performed by a specific lab. Report 0411U only for IDgenetix® from Castle Biosciences Inc. The test uses a buccal (cheek) swab specimen to analyze 15 genes. The test includes an algorithmic analysis and reports a list of all psychotropic (mental health) medications with an indication of possible drug–drug interactions and drug interactions with the patient’s genes. Explanation Using a buccal (cheek) swab, the lab analyst evaluates a gene panel of 15 genes, including duplication/deletion analysis of the CYP2D6 gene, which is involved in drug metabolism. This is a multianalyte assay with algorithmic analysis (MAAA), which includes the analytical services to produce test results and uses those results plus patient data for an algorithmic analysis that reports the findings as a probability or risk score. The test uses bioinformatics to evaluate each psychotropic (mental health) medication for appropriate dosing and possible drug metabolism and interaction risks based on patient genetic findings. Clinicians may order this test for a patient prior to prescribing a new psychotropic medication to evaluate the potential value or side effects based on the patient’s genes and drug information. The test may be valuable for patients using medication for a number of psychiatric conditions, such as depression, anxiety, and attention deficit hyperactivity disorder (ADHD). Terminology Algorithm: A specific set of step–by–step calculations using defined inputs at each step to produce a useful output; for multianalyte assays with algorithmic analyses (MAAA), the output involves some sort of diagnostic or prognostic information about treatment options or disease outcomes.? Bioinformatics: Discipline used to gather, store, and evaluate biological data, such as gene sequences, using computer systems.? Deoxyribonucleic acid (DNA): A form of nucleic acid that consists of a sequence of specific biological chemicals (nucleotides) that carry genetic information.? Duplication and/or deletion: Increase and/or decrease in the normal copy number, which is two copies of a gene sequence.? Gene: Specific nucleic acid sequence associated with a unique function in the body such as production of a specific protein.? Genomic sequencing procedures (GSPs): Tests that use germline or neoplastic specimens to simultaneously analyze DNA or RNA sequences, typically for a combination of many genes or even an entire exome or genome; the tests often employ technology such as next–generation sequencing (NGS) to identify changes to nucleic acid sequences or possibly other variations such as copy number or chromosomal structure, and then use bioinformatics to compare the findings to known genetic changes relevant to a specific clinical condition.?? Multianalyte assays with algorithmic analyses (MAAA): A set of codes generally unique to a single clinical laboratory or manufacture; they typically list all the analytic and algorithmic analysis for a type of disease, such cancer; the type and number of analytes, such as proteins; the lab methods, such as immunoassay; the specimen type, such as blood; and the result type, such as prognostic risk score. Pharmacogenomics: The study of how a person’s genotype and phenotype affect their response to drugs. Tips Use this code only for the appropriate proprietary test; report one unit of this code for a single specimen analyzed on a single date of service. Distinguish this code from another PLA code, 0345U, that has the same definition but is made by a different manufacturer and performed by a different lab. Additional Info “U” codes are included in the CPT® code set to identify specific proprietary laboratory analyses (PLA) tests. PLA codes take precedence over the usual 80000 series codes for laboratory/pathology. Use this code only for the above–described test; do not report this test using any other CPT® code. PLA code descriptors follow existing code conventions when possible, and lab techniques used include multianalyte assays with algorithmic analyses (MAAA) and genomic sequencing procedures (GSP), among others. Read Less | Range Specific Guideline Proprietary laboratory analyses (PLA) codes describe proprietary clinical laboratory analyses and can be either provided by a single ("sole-source") laboratory or licensed or marketed to multiple providing laboratories (eg, cleared or approved by the Food and Drug Administration [FDA]). This subsection includes advanced diagnostic laboratory tests (ADLTs) and clinical diagnostic laboratory tests (CDLTs), as defined under the Protecting Access to Medicare Act (PAMA) of 2014. These analyses may include a range of medical laboratory tests including, but not limited to, multianalyte assays with algorithmic analyses (MAAA) and genomic sequencing procedures (GSP). The descriptor nomenclature follows, where possible, existing code conventions (eg, MAAA, GSP). Unless specifically noted, even though the Proprietary Laboratory Analyses section of the code set is located at the end of the Pathology and Laboratory section of the code set, a PLA code does not fulfill Category I code criteria. PLA codes are not required to fulfill the Category I criteria. The standards for inclusion in the PLA section are: The test must be commercially available in the United States for use on human specimens and The clinical laboratory or manufacturer that offers the test must request the code. For similar laboratory analyses that fulfill Category I criteria, see codes listed in the numeric 80000 series. When a PLA code is available to report a given proprietary laboratory service, that PLA code takes precedence. The service should not be reported with any other CPT® code(s) and other CPT® code(s) should not be used to report services that may be reported with that specific PLA code. These codes encompass all analytical services required for the analysis (eg, cell lysis, nucleic acid stabilization, extraction, digestion, amplification, hybridization and detection). For molecular analyses, additional procedures that are required prior to cell lysis (eg, microdissection [codes 88380 and 88381]) may be reported separately. Codes in this subsection are released on a quarterly basis to expedite dissemination for reporting. PLA codes will be published electronically on the AMA CPT® website (ama-assn.org/cpt-pla-codes), distributed via CPT® data files on a quarterly basis, and, at a minimum, made available in print annually in the CPT® codebook. See the Introduction section of the CPT® code set for a complete list of the dates of release and implementation. All codes that are included in this section are also included in Appendix O, with the procedure's proprietary name. In order to report a PLA code, the analysis performed must fulfill the code descriptor and must be the test represented by the proprietary name listed in Appendix O. In some instances, the descriptor language of PLA codes may be identical and the code may only be differentiated by the listed proprietary name in Appendix O. When more than one PLA has an identical descriptor, the codes will be denoted by the symbol "â™“." All PLA tests will have assigned codes in the PLA section of the code set. Any PLA coded test(s) that satisfies Category I criteria and has been accepted by the CPT® Editorial Panel will be designated by the addition of the symbol "^" to the existing PLA code and will remain in the PLA section of the code set. If a proprietary test has already been accepted for a Category I code and a code has not been published, subsequent application for a PLA code will take precedence. The code will only be placed in the PLA section. The accuracy of a PLA code is to be maintained by the original applicant, or the current owner of the test kit or laboratory performing the proprietary test. A new PLA code is required when: 1. Additional nucleic acid (DNA or RNA) and/or protein analysis(es) are added to the current PLA test, or 2. The name of the PLA test has changed in association with changes in test performance or test characteristics. The addition or modification of the therapeutic applications of the test require submission of a code change application, but it may not require a new code number. | 0001U-0599U | https://www.aapc.com/codes/cpt-codes/0411U | 2025-10-27T18:31:11.027079Z
0412U | Beta amyloid, A?42/40 ratio, immunoprecipitation with quantitation by liquid chromatography with tandem mass spectrometry (LC-MS/MS) and qualitative ApoE isoform-specific proteotyping, plasma combined with age, algorithm reported as presence or absence of brain amyloid pathology | This is a Proprietary Laboratory Analyses (PLA) code, meaning that the code applies to only one unique lab test made by a specific manufacturer or performed by a specific lab. Report 0412U only for PrecivityAD® blood test from C2N Diagnostics LLC. Using liquid chromatography with tandem mass spectrometry (LC–MS/MS), the test evaluates a plasma specimen for levels of beta amyloid 40 and 42, as well as identifying the patient’s apolipoprotein E (ApoE) protein phenotype (such as ApoE2 or ApoE4). An algorithmic analysis of the findings yields a probability score that the patient may have amyloid plaques indicative of Alzheimer’s disease (AD). Explanation The lab analyst uses liquid chromatography and mass spectrometry (LC–MS/MS) to evaluate a plasma specimen for levels of beta amyloid 40 and 42 and reports the findings as a ratio of 42/40. LC–MS/MS is an automated laboratory platform that separates, identifies, and quantifies the level of specific chemical compounds in a specimen. The analyst also uses LC–MS/MS to identify the isoform (phenotype, or gene expression) of the protein, apolipoprotein E (ApoE), in the specimen, which correlates to the patient genotype. This is a multianalyte assay with algorithmic analysis (MAAA), which includes the analytical services to produce test results and uses those results plus patient data for an algorithmic analysis that reports the findings as a probability or risk score. This test provides an Amyloid Probability Score (APS), which indicates the likelihood that a positron emission tomography (PET) brain scan will demonstrate amyloid plaques, which serves as a marker for Alzheimer’s disease (AD). Clinicians may order this test for patients with mild cognitive impairment (MCI) or dementia as an early biomarker of Alzheimer’s disease. Current common tests for AD diagnosis include PET scan or a measure of beta amyloid 40 and 42 in a cerebrospinal fluid (CSF) specimen. This plasma test provides an easily accessible and less invasive alternative to current testing methods. Terminology Alzheimer’s disease: A slowly progressive form of dementia characterized by beta–amyloid plaques (microscopic clumps of pieces of protein), tangles (strands) of the tau protein (abundant in the central nervous system but not elsewhere), brain inflammation, and damage and eventual death of brain cells.? Biomarker, biological marker, biochemical marker: A measurable substance, such as an enzyme, protein, or gene, that is an indicator of a condition, disease, or normal or abnormal process.? Genotype: The genetic, internally coded information of a particular organism or person, distinct from the expressed features or the phenotype. Liquid chromatography–tandem mass spectrometry (LC–MS/MS): An automated laboratory test that combines liquid chromatography (LC), which separates components by passing the mixture through a mobile phase in which the components move at different rates, and two mass spectrometry (MS) steps, first to identify components by mass–to–charge ratio, and then to quantify the amounts of the components. Multianalyte assays with algorithmic analyses (MAAA): A set of codes generally unique to a single clinical laboratory or manufacture; they typically list all the analytic and algorithmic analysis for a type of disease, such cancer; the type and number of analytes, such as proteins; the lab methods, such as immunoassay; the specimen type, such as blood; and the result type, such as prognostic risk score. Plasma: The liquid portion of blood that typically suspends blood cells; plasma accounts for about 55 percent of blood volume and contains important components such as proteins, electrolytes, hormones, and coagulation factors. Phenotype: The observable traits of an organism due to interaction of genes and the environment; distinct from the internally coded information of the genotype. Tips Use this code only for the appropriate proprietary test; report one unit of this code for a single specimen analyzed on a single date of service.? Some payers may pay separately for collecting the specimen. Additional Info “U” codes are included in the CPT® code set to identify specific proprietary laboratory analyses (PLA) tests. PLA codes take precedence over the usual 80000 series codes for laboratory/pathology. Use this code only for the above–described test; do not report this test using any other CPT® code. PLA code descriptors follow existing code conventions when possible, and lab techniques used include multianalyte assays with algorithmic analyses (MAAA) and genomic sequencing procedures (GSP), among others. Read Less | Range Specific Guideline Proprietary laboratory analyses (PLA) codes describe proprietary clinical laboratory analyses and can be either provided by a single ("sole-source") laboratory or licensed or marketed to multiple providing laboratories (eg, cleared or approved by the Food and Drug Administration [FDA]). This subsection includes advanced diagnostic laboratory tests (ADLTs) and clinical diagnostic laboratory tests (CDLTs), as defined under the Protecting Access to Medicare Act (PAMA) of 2014. These analyses may include a range of medical laboratory tests including, but not limited to, multianalyte assays with algorithmic analyses (MAAA) and genomic sequencing procedures (GSP). The descriptor nomenclature follows, where possible, existing code conventions (eg, MAAA, GSP). Unless specifically noted, even though the Proprietary Laboratory Analyses section of the code set is located at the end of the Pathology and Laboratory section of the code set, a PLA code does not fulfill Category I code criteria. PLA codes are not required to fulfill the Category I criteria. The standards for inclusion in the PLA section are: The test must be commercially available in the United States for use on human specimens and The clinical laboratory or manufacturer that offers the test must request the code. For similar laboratory analyses that fulfill Category I criteria, see codes listed in the numeric 80000 series. When a PLA code is available to report a given proprietary laboratory service, that PLA code takes precedence. The service should not be reported with any other CPT® code(s) and other CPT® code(s) should not be used to report services that may be reported with that specific PLA code. These codes encompass all analytical services required for the analysis (eg, cell lysis, nucleic acid stabilization, extraction, digestion, amplification, hybridization and detection). For molecular analyses, additional procedures that are required prior to cell lysis (eg, microdissection [codes 88380 and 88381]) may be reported separately. Codes in this subsection are released on a quarterly basis to expedite dissemination for reporting. PLA codes will be published electronically on the AMA CPT® website (ama-assn.org/cpt-pla-codes), distributed via CPT® data files on a quarterly basis, and, at a minimum, made available in print annually in the CPT® codebook. See the Introduction section of the CPT® code set for a complete list of the dates of release and implementation. All codes that are included in this section are also included in Appendix O, with the procedure's proprietary name. In order to report a PLA code, the analysis performed must fulfill the code descriptor and must be the test represented by the proprietary name listed in Appendix O. In some instances, the descriptor language of PLA codes may be identical and the code may only be differentiated by the listed proprietary name in Appendix O. When more than one PLA has an identical descriptor, the codes will be denoted by the symbol "â™“." All PLA tests will have assigned codes in the PLA section of the code set. Any PLA coded test(s) that satisfies Category I criteria and has been accepted by the CPT® Editorial Panel will be designated by the addition of the symbol "^" to the existing PLA code and will remain in the PLA section of the code set. If a proprietary test has already been accepted for a Category I code and a code has not been published, subsequent application for a PLA code will take precedence. The code will only be placed in the PLA section. The accuracy of a PLA code is to be maintained by the original applicant, or the current owner of the test kit or laboratory performing the proprietary test. A new PLA code is required when: 1. Additional nucleic acid (DNA or RNA) and/or protein analysis(es) are added to the current PLA test, or 2. The name of the PLA test has changed in association with changes in test performance or test characteristics. The addition or modification of the therapeutic applications of the test require submission of a code change application, but it may not require a new code number. | 0001U-0599U | https://www.aapc.com/codes/cpt-codes/0412U | 2025-10-27T18:31:28.884522Z
0413U | Oncology (hematolymphoid neoplasm), optical genome mapping for copy number alterations, aneuploidy, and balanced/complex structural rearrangements, DNA from blood or bone marrow, report of clinically significant alterations | This is a Proprietary Laboratory Analyses (PLA) code, meaning that the code applies to only one unique lab test made by a specific manufacturer or performed by a specific lab. Report 0413U only for DH Optical Genome Mapping/Digital Karyotyping Assay from The Clinical Genomics and Advanced Technology (CGAT) Laboratory at Dartmouth Health, and Bionano Genomics. The test uses optical genome mapping (OGM) to identify aneuploidy (chromosome mutation), copy number variations (CNVs), and complex structural DNA rearrangements implicated in hematolymphoid neoplasia, which are blood and bone–marrow cancers. Explanation The lab analyst uses the optical genome mapping (OGM) system from Bionano Genomics to isolate ultra–high molecular weight DNA and process the DNA with fluorescent labels. The system allows optical evaluation of the patient’s chromosomes for large scale changes in DNA, such as aneuploidy (chromosome mutation), copy number variations (CNVs), and complex structural DNA rearrangements. The single assay provides findings similar to what would otherwise require a combination of cytogenetic techniques such as karyotyping, chromosomal microarrays (CMAs), and fluorescence in situ hybridization (FISH). Clinicians may order this test to detect all relevant chromosomal aberrations that impact diagnosis and treatment of hematologic neoplasms such as chronic lymphocytic leukemia (CLL), acute myeloid leukemia (AML), myelodysplastic syndromes (MDS), multiple myeloma (MM), plasma cell myeloma (PCM), chronic myeloid leukemia (CML), and more. Terminology Aneuploidy: Chromosome mutation involving an abnormal chromosome number, such as one or three chromosome copies in the nucleus of cells that have a normally have two chromosomes. Assay: A laboratory test to find or measure the quantity of some entity (the analyte) or to find or measure some property of the analyte, such as functional activity. Chromosome: Found in the nucleus of cells, a chromosome is a DNA molecule that appears as a threadlike structure, especially during cell division; the chromosomes that determine the sex of an individual are called sex chromosomes; males have one Y and one X chromosome, while females have two X chromosomes.? Cytogenetics: Genetic studies related to structural variation of chromosomes. Deoxyribonucleic acid (DNA): A form of nucleic acid that consists of a sequence of specific biological chemicals (nucleotides) that carry genetic information. Fluorescence in situ hybridization (FISH): A laboratory test in which a special stain that includes a DNA or RNA probe, which selectively attaches to a target segment of DNA or RNA, is applied to a tissue sample in situ hybridization (ISH); the probe includes some kind of marker, often a fluorescent molecule, which can be analyzed with a fluorescence microscope to detect and localize the target in the tissue (fluorescence ISH, or FISH); fluorescence describes a substance which absorbs and emits light. Gene: Specific nucleic acid sequence associated with a unique function in the body such as production of a specific protein. Karyotyping: A lab test that pairs?all chromosomes of an organism to reveal number and structural features that could indicate genetic anomalies. Leukemia: A cancer of the blood cells, with various types named after the specific blood cell type that becomes cancerous; it almost always results in a great increase in white blood cells (leukocytes). Microarray: A lab device composed of a surface with a grid of dots containing different DNA sequences that act as probes to capture targets in the specimen; used to map gene expression; sometimes called a gene chip. Rearrangement: Alteration in gene sequence due to breakage and reattachment.? Translocation: The process or genetic abnormality that occurs when disparate portions of one or more chromosomes become attached and create a hybrid segment, known as a fusion gene, inserted in one or?both of the broken?chromosomes.? Variant: A gene that differs from the usual nucleic acid sequence due to events such as nucleotide deletions or insertions or substitutions; may cause conditions such as genetic disorders or cancer. Tips Use this code only for the appropriate proprietary test; report one unit of this code for a single specimen analyzed on a single date of service. Some payers may pay separately for collecting the specimen. Additional Info “U” codes are included in the CPT® code set to identify specific proprietary laboratory analyses (PLA) tests. PLA codes take precedence over the usual 80000 series codes for laboratory/pathology. Use this code only for the above–described test; do not report this test using any other CPT® code. PLA code descriptors follow existing code conventions when possible, and lab techniques used include multianalyte assays with algorithmic analyses (MAAA) and genomic sequencing procedures (GSP), among others. Read Less | Range Specific Guideline Proprietary laboratory analyses (PLA) codes describe proprietary clinical laboratory analyses and can be either provided by a single ("sole-source") laboratory or licensed or marketed to multiple providing laboratories (eg, cleared or approved by the Food and Drug Administration [FDA]). This subsection includes advanced diagnostic laboratory tests (ADLTs) and clinical diagnostic laboratory tests (CDLTs), as defined under the Protecting Access to Medicare Act (PAMA) of 2014. These analyses may include a range of medical laboratory tests including, but not limited to, multianalyte assays with algorithmic analyses (MAAA) and genomic sequencing procedures (GSP). The descriptor nomenclature follows, where possible, existing code conventions (eg, MAAA, GSP). Unless specifically noted, even though the Proprietary Laboratory Analyses section of the code set is located at the end of the Pathology and Laboratory section of the code set, a PLA code does not fulfill Category I code criteria. PLA codes are not required to fulfill the Category I criteria. The standards for inclusion in the PLA section are: The test must be commercially available in the United States for use on human specimens and The clinical laboratory or manufacturer that offers the test must request the code. For similar laboratory analyses that fulfill Category I criteria, see codes listed in the numeric 80000 series. When a PLA code is available to report a given proprietary laboratory service, that PLA code takes precedence. The service should not be reported with any other CPT® code(s) and other CPT® code(s) should not be used to report services that may be reported with that specific PLA code. These codes encompass all analytical services required for the analysis (eg, cell lysis, nucleic acid stabilization, extraction, digestion, amplification, hybridization and detection). For molecular analyses, additional procedures that are required prior to cell lysis (eg, microdissection [codes 88380 and 88381]) may be reported separately. Codes in this subsection are released on a quarterly basis to expedite dissemination for reporting. PLA codes will be published electronically on the AMA CPT® website (ama-assn.org/cpt-pla-codes), distributed via CPT® data files on a quarterly basis, and, at a minimum, made available in print annually in the CPT® codebook. See the Introduction section of the CPT® code set for a complete list of the dates of release and implementation. All codes that are included in this section are also included in Appendix O, with the procedure's proprietary name. In order to report a PLA code, the analysis performed must fulfill the code descriptor and must be the test represented by the proprietary name listed in Appendix O. In some instances, the descriptor language of PLA codes may be identical and the code may only be differentiated by the listed proprietary name in Appendix O. When more than one PLA has an identical descriptor, the codes will be denoted by the symbol "â™“." All PLA tests will have assigned codes in the PLA section of the code set. Any PLA coded test(s) that satisfies Category I criteria and has been accepted by the CPT® Editorial Panel will be designated by the addition of the symbol "^" to the existing PLA code and will remain in the PLA section of the code set. If a proprietary test has already been accepted for a Category I code and a code has not been published, subsequent application for a PLA code will take precedence. The code will only be placed in the PLA section. The accuracy of a PLA code is to be maintained by the original applicant, or the current owner of the test kit or laboratory performing the proprietary test. A new PLA code is required when: 1. Additional nucleic acid (DNA or RNA) and/or protein analysis(es) are added to the current PLA test, or 2. The name of the PLA test has changed in association with changes in test performance or test characteristics. The addition or modification of the therapeutic applications of the test require submission of a code change application, but it may not require a new code number. | 0001U-0599U | https://www.aapc.com/codes/cpt-codes/0413U | 2025-10-27T18:31:47.210505Z
0414U | Oncology (lung), augmentative algorithmic analysis of digitized whole slide imaging for 8 genes (ALK, BRAF, EGFR, ERBB2, MET, NTRK1-3, RET, ROS1), and KRAS G12C and PD-L1, if performed, formalin-fixed paraffin-embedded (FFPE) tissue, reported as positive or negative for each biomarker | This is a Proprietary Laboratory Analyses (PLA) code, meaning that the code applies to only one unique lab test made by a specific manufacturer or performed by a specific lab. Report 0414U only for LungOI from Imagene. The test uses digitized pathology slides from formalin–fixed paraffin–embedded (FFPE) lung tumor tissue stained with hematoxylin and eosin (H&E). Using artificial intelligence (AI) with algorithms and bioinformatics databases, the test evaluates the slide for mutations in at least eight genes listed in the code and reports the findings as positive or negative for each. Explanation The analyst operates a computer system to input digitized pathology slides from formalin–fixed paraffin–embedded (FFPE) lung tumor tissue stained with hematoxylin and eosin (H&E). Using artificial intelligence (AI) with algorithms and bioinformatics databases for specific genetic mutations, tumor tissue images, and diagnoses, the test evaluates the slide for mutations in at least eight genes listed in the code. The test may also include evaluation for KRAS G12C and PD–L1 genes. Clinicians may order this test based on digitized slides from patient lung biopsy or excision specimens. The test allows rapid evaluation for key gene mutations that may aid in diagnosis and indication of treatment options without the delay of ordering genetic analysis tests that use more traditional methods such as next generation sequencing. Terminology Algorithm: A specific set of step–by–step calculations using defined inputs at each step to produce a useful output; for multianalyte assays with algorithmic analyses (MAAA), the output involves some sort of diagnostic or prognostic information about treatment options or disease outcomes. Bioinformatics: Discipline used to gather, store, and evaluate biological data, such as gene sequences, using computer systems. Digital image: A picture converted to numerical data for storage and viewing on a computer.? Formalin–fixed paraffin–embedded (FFPE): A method to preserve a tissue specimen, such as a biopsy, and prepare it for microscopic examination; the process uses formalin (formaldehyde) to preserve (fix) the tissue and paraffin to embed the tissue in a waxy block that can be sliced thin for viewing on a microscope slide.? Gene: Specific nucleic acid sequence associated with a unique function in the body such as production of a specific protein.? Mutation: An alteration in a deoxyribonucleic acid (DNA) sequence that may lead to pathologic changes in the organism.? Neoplasm: An abnormal mass or other tissue growth that can be benign or cancerous. Tips Use this code only for the appropriate proprietary test; report one unit of this code for a single specimen analyzed on a single date of service. Additional Info “U” codes are included in the CPT® code set to identify specific proprietary laboratory analyses (PLA) tests. PLA codes take precedence over the usual 80000 series codes for laboratory/pathology. Use this code only for the above–described test; do not report this test using any other CPT® code. PLA code descriptors follow existing code conventions when possible, and lab techniques used include multianalyte assays with algorithmic analyses (MAAA) and genomic sequencing procedures (GSP), among others. Read Less | Range Specific Guideline Proprietary laboratory analyses (PLA) codes describe proprietary clinical laboratory analyses and can be either provided by a single ("sole-source") laboratory or licensed or marketed to multiple providing laboratories (eg, cleared or approved by the Food and Drug Administration [FDA]). This subsection includes advanced diagnostic laboratory tests (ADLTs) and clinical diagnostic laboratory tests (CDLTs), as defined under the Protecting Access to Medicare Act (PAMA) of 2014. These analyses may include a range of medical laboratory tests including, but not limited to, multianalyte assays with algorithmic analyses (MAAA) and genomic sequencing procedures (GSP). The descriptor nomenclature follows, where possible, existing code conventions (eg, MAAA, GSP). Unless specifically noted, even though the Proprietary Laboratory Analyses section of the code set is located at the end of the Pathology and Laboratory section of the code set, a PLA code does not fulfill Category I code criteria. PLA codes are not required to fulfill the Category I criteria. The standards for inclusion in the PLA section are: The test must be commercially available in the United States for use on human specimens and The clinical laboratory or manufacturer that offers the test must request the code. For similar laboratory analyses that fulfill Category I criteria, see codes listed in the numeric 80000 series. When a PLA code is available to report a given proprietary laboratory service, that PLA code takes precedence. The service should not be reported with any other CPT® code(s) and other CPT® code(s) should not be used to report services that may be reported with that specific PLA code. These codes encompass all analytical services required for the analysis (eg, cell lysis, nucleic acid stabilization, extraction, digestion, amplification, hybridization and detection). For molecular analyses, additional procedures that are required prior to cell lysis (eg, microdissection [codes 88380 and 88381]) may be reported separately. Codes in this subsection are released on a quarterly basis to expedite dissemination for reporting. PLA codes will be published electronically on the AMA CPT® website (ama-assn.org/cpt-pla-codes), distributed via CPT® data files on a quarterly basis, and, at a minimum, made available in print annually in the CPT® codebook. See the Introduction section of the CPT® code set for a complete list of the dates of release and implementation. All codes that are included in this section are also included in Appendix O, with the procedure's proprietary name. In order to report a PLA code, the analysis performed must fulfill the code descriptor and must be the test represented by the proprietary name listed in Appendix O. In some instances, the descriptor language of PLA codes may be identical and the code may only be differentiated by the listed proprietary name in Appendix O. When more than one PLA has an identical descriptor, the codes will be denoted by the symbol "â™“." All PLA tests will have assigned codes in the PLA section of the code set. Any PLA coded test(s) that satisfies Category I criteria and has been accepted by the CPT® Editorial Panel will be designated by the addition of the symbol "^" to the existing PLA code and will remain in the PLA section of the code set. If a proprietary test has already been accepted for a Category I code and a code has not been published, subsequent application for a PLA code will take precedence. The code will only be placed in the PLA section. The accuracy of a PLA code is to be maintained by the original applicant, or the current owner of the test kit or laboratory performing the proprietary test. A new PLA code is required when: 1. Additional nucleic acid (DNA or RNA) and/or protein analysis(es) are added to the current PLA test, or 2. The name of the PLA test has changed in association with changes in test performance or test characteristics. The addition or modification of the therapeutic applications of the test require submission of a code change application, but it may not require a new code number. | 0001U-0599U | https://www.aapc.com/codes/cpt-codes/0414U | 2025-10-27T18:32:05.093631Z
0415U | Cardiovascular disease (acute coronary syndrome [ACS]), IL-16, FAS, FASLigand, HGF, CTACK, EOTAXIN, and MCP-3 by immunoassay combined with age, sex, family history, and personal history of diabetes, blood, algorithm reported as a 5-year (deleted risk) score for ACS | This is a Proprietary Laboratory Analyses (PLA) code, meaning that the code applies to only one unique lab test made by a specific manufacturer or performed by a specific lab. Report 0415U only for SmartHealth Vascular Dx™ from Morningstar Laboratories LLC. The test assesses a blood specimen for the level of the seven biomarkers for vascular inflammation. Using test results and patient clinical factors, the test includes an algorithmic analysis and provides a five–year risk score for acute coronary syndrome (ACS). Explanation Using a blood specimen, the lab analyst measures the level of seven biomarkers (IL–16, FAS, FASLigand, HGF, CTACK, EOTAXIN, and MCP–3) by immunoassay technique. The test may include various steps such as reacting the specimen with test antibody, incubating the mixture, adding an agent to detect the antigen/antibody complex (such as a stain, fluorescent, or other marker), and interpreting the results as a quantitative value This is a multianalyte assay with algorithmic analysis (MAAA), which includes the analytical services to produce test results, and uses those results plus patient clinical factors as raw data for an algorithmic analysis that reports the findings as a probability or risk score. Code 0415U uses the blood biomarker levels, along with patient age, sex, family history, and personal history of diabetes to determine the patient’s likelihood of having acute coronary syndrome (ACS). ACS can cause sudden reduced blood flow to the heart, leading to events such as myocardial infarction (MI) or unstable angina. Clinicians may use the 0415U test to allow timely proactive interventions and decrease incidence of adverse outcomes for the patient. Terminology Algorithm: A specific set of step–by–step calculations using defined inputs at each step to produce a useful output; for multianalyte assays with algorithmic analyses (MAAA), the output involves some sort of diagnostic or prognostic information about treatment options or disease outcomes.? Biomarker, biological marker, biochemical marker: A measurable substance, such as an enzyme, protein, or gene, that is an indicator of a condition, disease, or normal or abnormal process. Immunoassay: A biochemical test that uses an antibody/antigen reaction to detect and possibly quantify a specific substance present in the specimen, such as blood. Multianalyte assays with algorithmic analyses (MAAA): A set of codes generally unique to a single clinical laboratory or manufacture; they typically list all the analytic and algorithmic analysis for a type of disease, such cancer; the type and number of analytes, such as proteins; the lab methods, such as immunoassay; the specimen type, such as blood; and the result type, such as prognostic risk score.? Myocardial infarction (MI): A loss of circulation to a part of the heart muscle due to a blood clot or other mass lodging in a coronary artery; also referred to as a heart attack.? Tips Use this code only for the appropriate proprietary test; report one unit of this code for a single specimen analyzed on a single date of service.? Some payers may pay separately for collecting the specimen. Additional Info “U” codes are included in the CPT® code set to identify specific proprietary laboratory analyses (PLA) tests. PLA codes take precedence over the usual 80000 series codes for laboratory/pathology. Use this code only for the above–described test; do not report this test using any other CPT® code. PLA code descriptors follow existing code conventions when possible, and lab techniques used include multianalyte assays with algorithmic analyses (MAAA) and genomic sequencing procedures (GSP), among others. Read Less | Range Specific Guideline Proprietary laboratory analyses (PLA) codes describe proprietary clinical laboratory analyses and can be either provided by a single ("sole-source") laboratory or licensed or marketed to multiple providing laboratories (eg, cleared or approved by the Food and Drug Administration [FDA]). This subsection includes advanced diagnostic laboratory tests (ADLTs) and clinical diagnostic laboratory tests (CDLTs), as defined under the Protecting Access to Medicare Act (PAMA) of 2014. These analyses may include a range of medical laboratory tests including, but not limited to, multianalyte assays with algorithmic analyses (MAAA) and genomic sequencing procedures (GSP). The descriptor nomenclature follows, where possible, existing code conventions (eg, MAAA, GSP). Unless specifically noted, even though the Proprietary Laboratory Analyses section of the code set is located at the end of the Pathology and Laboratory section of the code set, a PLA code does not fulfill Category I code criteria. PLA codes are not required to fulfill the Category I criteria. The standards for inclusion in the PLA section are: The test must be commercially available in the United States for use on human specimens and The clinical laboratory or manufacturer that offers the test must request the code. For similar laboratory analyses that fulfill Category I criteria, see codes listed in the numeric 80000 series. When a PLA code is available to report a given proprietary laboratory service, that PLA code takes precedence. The service should not be reported with any other CPT® code(s) and other CPT® code(s) should not be used to report services that may be reported with that specific PLA code. These codes encompass all analytical services required for the analysis (eg, cell lysis, nucleic acid stabilization, extraction, digestion, amplification, hybridization and detection). For molecular analyses, additional procedures that are required prior to cell lysis (eg, microdissection [codes 88380 and 88381]) may be reported separately. Codes in this subsection are released on a quarterly basis to expedite dissemination for reporting. PLA codes will be published electronically on the AMA CPT® website (ama-assn.org/cpt-pla-codes), distributed via CPT® data files on a quarterly basis, and, at a minimum, made available in print annually in the CPT® codebook. See the Introduction section of the CPT® code set for a complete list of the dates of release and implementation. All codes that are included in this section are also included in Appendix O, with the procedure's proprietary name. In order to report a PLA code, the analysis performed must fulfill the code descriptor and must be the test represented by the proprietary name listed in Appendix O. In some instances, the descriptor language of PLA codes may be identical and the code may only be differentiated by the listed proprietary name in Appendix O. When more than one PLA has an identical descriptor, the codes will be denoted by the symbol "â™“." All PLA tests will have assigned codes in the PLA section of the code set. Any PLA coded test(s) that satisfies Category I criteria and has been accepted by the CPT® Editorial Panel will be designated by the addition of the symbol "^" to the existing PLA code and will remain in the PLA section of the code set. If a proprietary test has already been accepted for a Category I code and a code has not been published, subsequent application for a PLA code will take precedence. The code will only be placed in the PLA section. The accuracy of a PLA code is to be maintained by the original applicant, or the current owner of the test kit or laboratory performing the proprietary test. A new PLA code is required when: 1. Additional nucleic acid (DNA or RNA) and/or protein analysis(es) are added to the current PLA test, or 2. The name of the PLA test has changed in association with changes in test performance or test characteristics. The addition or modification of the therapeutic applications of the test require submission of a code change application, but it may not require a new code number. | 0001U-0599U | https://www.aapc.com/codes/cpt-codes/0415U | 2025-10-27T18:32:22.724705Z
0417U | Rare diseases (constitutional/heritable disorders), whole mitochondrial genome sequence with heteroplasmy detection and deletion analysis, nuclear-encoded mitochondrial gene analysis of 335 nuclear genes, including sequence changes, deletions, insertions, and copy number variants analysis, blood or saliva, identification and categorization of mitochondrial disorder-associated genetic variants | This is a Proprietary Laboratory Analyses (PLA) code, meaning that the code applies to only one unique lab test made by a specific manufacturer or performed by a specific lab. Report 0417U only for Genomic Unity® Comprehensive Mitochondrial Disorders Analysis from Variantyx Inc. Using a blood or saliva sample, the test includes whole mitochondrial genome sequence analysis plus evaluation of 335 genes present in the cell nucleus that are involved in mitochondrial function. The test results may help identify rare mitochondrial disorders that impact the function of mitochondria, which are organelles in cells that process energy for the body. Explanation The lab analyst evaluates a blood or saliva specimen using next–generation sequencing (NGS) of mitochondrial DNA and 335 genes from the cell nucleus that are involved in mitochondrial function. NGS uses an automated instrument that can simultaneously determine the order of DNA or RNA nucleotides in many genes and uses bioinformatics to interpret the results. The test evaluates nuclear DNA for deletions, insertions, and copy number variant analysis, and evaluates mitochondrial DNA for deletions as well as detection of heteroplasmy, which is the presence of different types of mitochondrial DNA within a single individual. Clinicians may order this test for patients presenting with clinical symptoms involving multiple body systems that suggest mitochondrial disorders, many of which may be inherited, such as mitochondrial encephalopathy, Leber hereditary optic neuropathy (LHON), or diabetes mellitus and deafness (DAD). The test results identify and categorize findings indicative of a mitochondrial disorder. Terminology Duplication and/or deletion: Increase and/or decrease in the normal copy number, which is two copies of a gene sequence.? Genome: The entire genetic material of an organism, which means the entire DNA sequence.? Genomic sequencing procedures (GSPs): Tests that use germline or neoplastic specimens to simultaneously analyze DNA or RNA sequences, typically for a combination of many genes or even an entire exome or genome; the tests often employ technology such as next–generation sequencing (NGS) to identify changes to nucleic acid sequences or possibly other variations such as copy number or chromosomal structure, and then use bioinformatics to compare the findings to known genetic changes relevant to a specific clinical condition.?? Heritable trait: Characteristic that parents can pass to children through genes.? Mitochondria: An organelle that is the source of energy production inside a cell. Variant: A gene that differs from the usual nucleic acid sequence due to events such as nucleotide deletions or insertions or substitutions; may cause conditions such as genetic disorders or cancer. Tips Use this code only for the appropriate proprietary test; report one unit of this code for a single specimen analyzed on a single date of service. Some payers may pay separately for collecting the specimen. Don’t report this proprietary test in addition to similar codes 0212U or 81425 for genomic evaluation of constitutional/heritable disorders. Additional Info “U” codes are included in the CPT® code set to identify specific proprietary laboratory analyses (PLA) tests. PLA codes take precedence over the usual 80000 series codes for laboratory/pathology. Use this code only for the above–described test; do not report this test using any other CPT® code. PLA code descriptors follow existing code conventions when possible, and lab techniques used include multianalyte assays with algorithmic analyses (MAAA) and genomic sequencing procedures (GSP), among others. Read Less | Range Specific Guideline Proprietary laboratory analyses (PLA) codes describe proprietary clinical laboratory analyses and can be either provided by a single ("sole-source") laboratory or licensed or marketed to multiple providing laboratories (eg, cleared or approved by the Food and Drug Administration [FDA]). This subsection includes advanced diagnostic laboratory tests (ADLTs) and clinical diagnostic laboratory tests (CDLTs), as defined under the Protecting Access to Medicare Act (PAMA) of 2014. These analyses may include a range of medical laboratory tests including, but not limited to, multianalyte assays with algorithmic analyses (MAAA) and genomic sequencing procedures (GSP). The descriptor nomenclature follows, where possible, existing code conventions (eg, MAAA, GSP). Unless specifically noted, even though the Proprietary Laboratory Analyses section of the code set is located at the end of the Pathology and Laboratory section of the code set, a PLA code does not fulfill Category I code criteria. PLA codes are not required to fulfill the Category I criteria. The standards for inclusion in the PLA section are: The test must be commercially available in the United States for use on human specimens and The clinical laboratory or manufacturer that offers the test must request the code. For similar laboratory analyses that fulfill Category I criteria, see codes listed in the numeric 80000 series. When a PLA code is available to report a given proprietary laboratory service, that PLA code takes precedence. The service should not be reported with any other CPT® code(s) and other CPT® code(s) should not be used to report services that may be reported with that specific PLA code. These codes encompass all analytical services required for the analysis (eg, cell lysis, nucleic acid stabilization, extraction, digestion, amplification, hybridization and detection). For molecular analyses, additional procedures that are required prior to cell lysis (eg, microdissection [codes 88380 and 88381]) may be reported separately. Codes in this subsection are released on a quarterly basis to expedite dissemination for reporting. PLA codes will be published electronically on the AMA CPT® website (ama-assn.org/cpt-pla-codes), distributed via CPT® data files on a quarterly basis, and, at a minimum, made available in print annually in the CPT® codebook. See the Introduction section of the CPT® code set for a complete list of the dates of release and implementation. All codes that are included in this section are also included in Appendix O, with the procedure's proprietary name. In order to report a PLA code, the analysis performed must fulfill the code descriptor and must be the test represented by the proprietary name listed in Appendix O. In some instances, the descriptor language of PLA codes may be identical and the code may only be differentiated by the listed proprietary name in Appendix O. When more than one PLA has an identical descriptor, the codes will be denoted by the symbol "â™“." All PLA tests will have assigned codes in the PLA section of the code set. Any PLA coded test(s) that satisfies Category I criteria and has been accepted by the CPT® Editorial Panel will be designated by the addition of the symbol "^" to the existing PLA code and will remain in the PLA section of the code set. If a proprietary test has already been accepted for a Category I code and a code has not been published, subsequent application for a PLA code will take precedence. The code will only be placed in the PLA section. The accuracy of a PLA code is to be maintained by the original applicant, or the current owner of the test kit or laboratory performing the proprietary test. A new PLA code is required when: 1. Additional nucleic acid (DNA or RNA) and/or protein analysis(es) are added to the current PLA test, or 2. The name of the PLA test has changed in association with changes in test performance or test characteristics. The addition or modification of the therapeutic applications of the test require submission of a code change application, but it may not require a new code number. | 0001U-0599U | https://www.aapc.com/codes/cpt-codes/0417U | 2025-10-27T18:32:40.419040Z
0418U | Oncology (breast), augmentative algorithmic analysis of digitized whole slide imaging of 8 histologic and immunohistochemical features, reported as a recurrence score | This is a Proprietary Laboratory Analyses (PLA) code, meaning that the code applies to only one unique lab test made by a specific manufacturer or performed by a specific lab. Report 0418U only for PreciseDx Breast Biopsy Test from PreciseDx Inc. The test uses glass slides or digitized pathology slides from formalin–fixed paraffin–embedded (FFPE) breast tumor tissue. Using artificial intelligence (AI) with algorithms and bioinformatics databases, the test evaluates the slide for eight histologic and immunohistochemical features and reports a score for risk of recurrence. Explanation The analyst operates a computer system to input digitized pathology slides from formalin–fixed paraffin–embedded (FFPE) breast tumor tissue. Using artificial intelligence (AI) with algorithms and bioinformatics databases, the test evaluates the slides for specific histologic and immunohistochemical features that indicate tumor grade and prognosis. This is a multianalyte assay with algorithmic analysis (MAAA), which includes the analytical services to produce test results and uses those results plus patient data for an algorithmic analysis that reports the findings as a probability or risk score. Clinicians may order this test based on slides from patient breast biopsy or excision specimens. The test allows rapid evaluation for key histologic and immunohistochemical features and reports the findings as risk of recurrence in six years. Clinicians may use recurrence score as an indication of whether chemotherapy is an appropriate treatment. Terminology Algorithm: A specific set of step–by–step calculations using defined inputs at each step to produce a useful output; for multianalyte assays with algorithmic analyses (MAAA), the output involves some sort of diagnostic or prognostic information about treatment options or disease outcomes. Bioinformatics: Discipline used to gather, store, and evaluate biological data, such as gene sequences, using computer systems. Digital image: A picture converted to numerical data for storage and viewing on a computer.? Formalin–fixed paraffin–embedded (FFPE): A method to preserve a tissue specimen, such as a biopsy, and prepare it for microscopic examination; the process uses formalin (formaldehyde) to preserve (fix) the tissue and paraffin to embed the tissue in a waxy block that can be sliced thin for viewing on a microscope slide. Multianalyte assays with algorithmic analyses (MAAA): A set of codes generally unique to a single clinical laboratory or manufacture; they typically list all the analytic and algorithmic analysis for a type of disease, such cancer; the type and number of analytes, such as proteins; the lab methods, such as immunoassay; the specimen type, such as blood; and the result type, such as prognostic risk score. Neoplasm: An abnormal mass or other tissue growth that can be benign or cancerous.? Tips Use this code only for the appropriate proprietary test; report one unit of this code for a single specimen analyzed on a single date of service. Additional Info “U” codes are included in the CPT® code set to identify specific proprietary laboratory analyses (PLA) tests. PLA codes take precedence over the usual 80000 series codes for laboratory/pathology. Use this code only for the above–described test; do not report this test using any other CPT® code. PLA code descriptors follow existing code conventions when possible, and lab techniques used include multianalyte assays with algorithmic analyses (MAAA) and genomic sequencing procedures (GSP), among others. Read Less | Range Specific Guideline Proprietary laboratory analyses (PLA) codes describe proprietary clinical laboratory analyses and can be either provided by a single ("sole-source") laboratory or licensed or marketed to multiple providing laboratories (eg, cleared or approved by the Food and Drug Administration [FDA]). This subsection includes advanced diagnostic laboratory tests (ADLTs) and clinical diagnostic laboratory tests (CDLTs), as defined under the Protecting Access to Medicare Act (PAMA) of 2014. These analyses may include a range of medical laboratory tests including, but not limited to, multianalyte assays with algorithmic analyses (MAAA) and genomic sequencing procedures (GSP). The descriptor nomenclature follows, where possible, existing code conventions (eg, MAAA, GSP). Unless specifically noted, even though the Proprietary Laboratory Analyses section of the code set is located at the end of the Pathology and Laboratory section of the code set, a PLA code does not fulfill Category I code criteria. PLA codes are not required to fulfill the Category I criteria. The standards for inclusion in the PLA section are: The test must be commercially available in the United States for use on human specimens and The clinical laboratory or manufacturer that offers the test must request the code. For similar laboratory analyses that fulfill Category I criteria, see codes listed in the numeric 80000 series. When a PLA code is available to report a given proprietary laboratory service, that PLA code takes precedence. The service should not be reported with any other CPT® code(s) and other CPT® code(s) should not be used to report services that may be reported with that specific PLA code. These codes encompass all analytical services required for the analysis (eg, cell lysis, nucleic acid stabilization, extraction, digestion, amplification, hybridization and detection). For molecular analyses, additional procedures that are required prior to cell lysis (eg, microdissection [codes 88380 and 88381]) may be reported separately. Codes in this subsection are released on a quarterly basis to expedite dissemination for reporting. PLA codes will be published electronically on the AMA CPT® website (ama-assn.org/cpt-pla-codes), distributed via CPT® data files on a quarterly basis, and, at a minimum, made available in print annually in the CPT® codebook. See the Introduction section of the CPT® code set for a complete list of the dates of release and implementation. All codes that are included in this section are also included in Appendix O, with the procedure's proprietary name. In order to report a PLA code, the analysis performed must fulfill the code descriptor and must be the test represented by the proprietary name listed in Appendix O. In some instances, the descriptor language of PLA codes may be identical and the code may only be differentiated by the listed proprietary name in Appendix O. When more than one PLA has an identical descriptor, the codes will be denoted by the symbol "â™“." All PLA tests will have assigned codes in the PLA section of the code set. Any PLA coded test(s) that satisfies Category I criteria and has been accepted by the CPT® Editorial Panel will be designated by the addition of the symbol "^" to the existing PLA code and will remain in the PLA section of the code set. If a proprietary test has already been accepted for a Category I code and a code has not been published, subsequent application for a PLA code will take precedence. The code will only be placed in the PLA section. The accuracy of a PLA code is to be maintained by the original applicant, or the current owner of the test kit or laboratory performing the proprietary test. A new PLA code is required when: 1. Additional nucleic acid (DNA or RNA) and/or protein analysis(es) are added to the current PLA test, or 2. The name of the PLA test has changed in association with changes in test performance or test characteristics. The addition or modification of the therapeutic applications of the test require submission of a code change application, but it may not require a new code number. | 0001U-0599U | https://www.aapc.com/codes/cpt-codes/0418U | 2025-10-27T18:32:58.334809Z
0419U | Neuropsychiatry (eg, depression, anxiety), genomic sequence analysis panel, variant analysis of 13 genes, saliva or buccal swab, report of each gene phenotype | This is a Proprietary Laboratory Analyses (PLA) code, meaning that the code applies to only one unique lab test made by a specific manufacturer or performed by a specific lab. Report 0419U only for Tempus nP from Tempus Labs Inc. The test uses a saliva or buccal (cheek) swab specimen to analyze 13 genes. The test reports the gene [removed]phenotype) of the 13 genes and uses bioinformatics to provide a list of psychotropic (mental health) medications that may be beneficial or carry risk, based on the patient’s genes. Explanation Using a saliva or buccal (cheek) swab specimen, the lab analyst evaluates a panel of 13 genes involved in drug metabolism to identify the patient gene [removed]phenotype). The test uses bioinformatics to provide a list of psychotropic (mental health) medications that may be beneficial or carry risk based on the patient’s genes. Clinicians may order this test for a patient prior to prescribing a new psychotropic medication to evaluate the potential value or side effects based on the patient’s genes and drug information. The test may be valuable for patients using medication for a number of psychiatric conditions, such as depression, anxiety, and attention deficit hyperactivity disorder (ADHD). Terminology Bioinformatics: Discipline used to gather, store, and evaluate biological data, such as gene sequences, using computer systems. Deoxyribonucleic acid (DNA): A form of nucleic acid that consists of a sequence of specific biological chemicals (nucleotides) that carry genetic information. Gene: Specific nucleic acid sequence associated with a unique function in the body such as production of a specific protein. Pharmacogenomics: The study of how a person’s genotype and phenotype affect their response to drugs. Phenotype: The observable traits of an organism due to interaction of genes and the environment; distinct from the internally coded information of the genotype. Tips Use this code only for the appropriate proprietary test; report one unit of this code for a single specimen analyzed on a single date of service. Additional Info “U” codes are included in the CPT® code set to identify specific proprietary laboratory analyses (PLA) tests. PLA codes take precedence over the usual 80000 series codes for laboratory/pathology. Use this code only for the above–described test; do not report this test using any other CPT® code. PLA code descriptors follow existing code conventions when possible, and lab techniques used include multianalyte assays with algorithmic analyses (MAAA) and genomic sequencing procedures (GSP), among others. Read Less | Range Specific Guideline Proprietary laboratory analyses (PLA) codes describe proprietary clinical laboratory analyses and can be either provided by a single ("sole-source") laboratory or licensed or marketed to multiple providing laboratories (eg, cleared or approved by the Food and Drug Administration [FDA]). This subsection includes advanced diagnostic laboratory tests (ADLTs) and clinical diagnostic laboratory tests (CDLTs), as defined under the Protecting Access to Medicare Act (PAMA) of 2014. These analyses may include a range of medical laboratory tests including, but not limited to, multianalyte assays with algorithmic analyses (MAAA) and genomic sequencing procedures (GSP). The descriptor nomenclature follows, where possible, existing code conventions (eg, MAAA, GSP). Unless specifically noted, even though the Proprietary Laboratory Analyses section of the code set is located at the end of the Pathology and Laboratory section of the code set, a PLA code does not fulfill Category I code criteria. PLA codes are not required to fulfill the Category I criteria. The standards for inclusion in the PLA section are: The test must be commercially available in the United States for use on human specimens and The clinical laboratory or manufacturer that offers the test must request the code. For similar laboratory analyses that fulfill Category I criteria, see codes listed in the numeric 80000 series. When a PLA code is available to report a given proprietary laboratory service, that PLA code takes precedence. The service should not be reported with any other CPT® code(s) and other CPT® code(s) should not be used to report services that may be reported with that specific PLA code. These codes encompass all analytical services required for the analysis (eg, cell lysis, nucleic acid stabilization, extraction, digestion, amplification, hybridization and detection). For molecular analyses, additional procedures that are required prior to cell lysis (eg, microdissection [codes 88380 and 88381]) may be reported separately. Codes in this subsection are released on a quarterly basis to expedite dissemination for reporting. PLA codes will be published electronically on the AMA CPT® website (ama-assn.org/cpt-pla-codes), distributed via CPT® data files on a quarterly basis, and, at a minimum, made available in print annually in the CPT® codebook. See the Introduction section of the CPT® code set for a complete list of the dates of release and implementation. All codes that are included in this section are also included in Appendix O, with the procedure's proprietary name. In order to report a PLA code, the analysis performed must fulfill the code descriptor and must be the test represented by the proprietary name listed in Appendix O. In some instances, the descriptor language of PLA codes may be identical and the code may only be differentiated by the listed proprietary name in Appendix O. When more than one PLA has an identical descriptor, the codes will be denoted by the symbol "â™“." All PLA tests will have assigned codes in the PLA section of the code set. Any PLA coded test(s) that satisfies Category I criteria and has been accepted by the CPT® Editorial Panel will be designated by the addition of the symbol "^" to the existing PLA code and will remain in the PLA section of the code set. If a proprietary test has already been accepted for a Category I code and a code has not been published, subsequent application for a PLA code will take precedence. The code will only be placed in the PLA section. The accuracy of a PLA code is to be maintained by the original applicant, or the current owner of the test kit or laboratory performing the proprietary test. A new PLA code is required when: 1. Additional nucleic acid (DNA or RNA) and/or protein analysis(es) are added to the current PLA test, or 2. The name of the PLA test has changed in association with changes in test performance or test characteristics. The addition or modification of the therapeutic applications of the test require submission of a code change application, but it may not require a new code number. | 0001U-0599U | https://www.aapc.com/codes/cpt-codes/0419U | 2025-10-27T18:33:16.226480Z
0420U | Oncology (urothelial), mRNA expression profiling by real-time quantitative PCR of MDK, HOXA13, CDC2, IGFBP5, and CXCR2 in combination with droplet digital PCR (ddPCR) analysis of 6 single-nucleotide polymorphisms (SNPs) of genes TERT and FGFR3, urine, algorithm reported as a risk score for urothelial carcinoma | This is a Proprietary Laboratory Analyses (PLA) code, meaning that the code applies to only one unique lab test made by a specific manufacturer or performed by a specific lab. Report 0420U only for Cxbladder Detect from Pacific Edge Diagnostics USA LTD. This is a urine–based test that measures the activity (mRNA expression) of five genes listed in the code, and analyzes six single–nucleotide polymorphisms (SNPs) in two genes listed in the code. The test includes an algorithmic analysis to report the risk of urothelial (bladder) cancer for patients who are symptomatic for the disease. Explanation The lab analyst uses a urine specimen to evaluate the activity (mRNA expression) of five genes: MDK, HOXA13, CDC2, IGFBP5, and CXCR2. The test also analyzes the specimen for six single–nucleotide polymorphisms (SNPs) in two genes (TERT and FGFR3). The procedure involves reverse–transcription real–time (quantitative) polymerase chain reaction (RT–qPCR), which uses RNA in the specimen as a template to make DNA (reverse transcription) and creates more copies of the DNA using real–time (quantitative) PCR. The RT–qPCR process creates a gene expression profile, indicating which DNA sequences are actively expressed (transcribed to RNA and translated to a protein that performs some function in the body). To evaluate the specimen for specific SNP mutations, the procedure uses a droplet digital polymerase chain reaction (ddPCR) platform that fragments DNA into droplets, amplifies (increases the number of) DNA molecules using PCR, and quantifies the presence of six target SNPs in the TERT and FGFR3 genes. This is a multianalyte assay with algorithmic analysis (MAAA), which includes the analytical services to produce test results and uses those results plus patient data for an algorithmic analysis that reports the findings as a probability or risk score. Using the test data for gene expression and SNP detection along with other clinical data, the 0420U test includes an algorithmic analysis to report the risk of bladder cancer. Clinicians may order this test as a standalone procedure or in addition to cystoscopy or other diagnostic lab tests to determine the risk of bladder cancer in patients with significant symptoms indicating the possible presence of the disease. Terminology Algorithm: A specific set of step–by–step calculations using defined inputs at each step to produce a useful output; for multianalyte assays with algorithmic analyses (MAAA), the output involves some sort of diagnostic or prognostic information about treatment options or disease outcomes. Amplification: Making more copies of a desired gene for study by processes such as polymerase chain reaction (PCR) or transcription of DNA to RNA and reverse transcription from RNA to make an additional copy of the DNA. Cystoscopy: Visualization of the urethra and urinary bladder with the help of a tubular instrument furnished with a light (cystoscope). Gene expression: The two–step process by which cells generate messenger RNA (mRNA) from a DNA template (transcription), then generate a protein from the mRNA template (translation).? Multianalyte assays with algorithmic analyses (MAAA): A set of codes generally unique to a single clinical laboratory or manufacture; they typically list all the analytic and algorithmic analysis for a type of disease, such cancer; the type and number of analytes, such as proteins; the lab methods, such as immunoassay; the specimen type, such as blood; and the result type, such as prognostic risk score. Mutation: An alteration in a nucleic acid (DNA or RNA) sequence that may lead to pathologic changes in the organism. Polymerase chain reaction (PCR): A rapid technique for making more copies (amplifying) of a DNA or RNA sequence used in the laboratory. Reverse transcription–polymerase chain reaction (RT–PCR): A technique to measure specimen RNA levels by reacting RNA with the enzyme reverse transcriptase to produce complementary DNA (cDNA), which is more stable than RNA, and then create more copies of the DNA by polymerase chain reaction (PCR). Single nucleotide polymorphism (SNP): Compared to the population, a difference in a single nucleotide in a nucleic acid sequence that may be associated with a specific disease or condition. Tips Use this code only for the appropriate proprietary test; report one unit of this code for a single specimen analyzed on a single date of service. Additional Info “U” codes are included in the CPT® code set to identify specific proprietary laboratory analyses (PLA) tests. PLA codes take precedence over the usual 80000 series codes for laboratory/pathology. Use this code only for the above–described test; do not report this test using any other CPT® code. PLA code descriptors follow existing code conventions when possible, and lab techniques used include multianalyte assays with algorithmic analyses (MAAA) and genomic sequencing procedures (GSP), among others. Read Less | Range Specific Guideline Proprietary laboratory analyses (PLA) codes describe proprietary clinical laboratory analyses and can be either provided by a single ("sole-source") laboratory or licensed or marketed to multiple providing laboratories (eg, cleared or approved by the Food and Drug Administration [FDA]). This subsection includes advanced diagnostic laboratory tests (ADLTs) and clinical diagnostic laboratory tests (CDLTs), as defined under the Protecting Access to Medicare Act (PAMA) of 2014. These analyses may include a range of medical laboratory tests including, but not limited to, multianalyte assays with algorithmic analyses (MAAA) and genomic sequencing procedures (GSP). The descriptor nomenclature follows, where possible, existing code conventions (eg, MAAA, GSP). Unless specifically noted, even though the Proprietary Laboratory Analyses section of the code set is located at the end of the Pathology and Laboratory section of the code set, a PLA code does not fulfill Category I code criteria. PLA codes are not required to fulfill the Category I criteria. The standards for inclusion in the PLA section are: The test must be commercially available in the United States for use on human specimens and The clinical laboratory or manufacturer that offers the test must request the code. For similar laboratory analyses that fulfill Category I criteria, see codes listed in the numeric 80000 series. When a PLA code is available to report a given proprietary laboratory service, that PLA code takes precedence. The service should not be reported with any other CPT® code(s) and other CPT® code(s) should not be used to report services that may be reported with that specific PLA code. These codes encompass all analytical services required for the analysis (eg, cell lysis, nucleic acid stabilization, extraction, digestion, amplification, hybridization and detection). For molecular analyses, additional procedures that are required prior to cell lysis (eg, microdissection [codes 88380 and 88381]) may be reported separately. Codes in this subsection are released on a quarterly basis to expedite dissemination for reporting. PLA codes will be published electronically on the AMA CPT® website (ama-assn.org/cpt-pla-codes), distributed via CPT® data files on a quarterly basis, and, at a minimum, made available in print annually in the CPT® codebook. See the Introduction section of the CPT® code set for a complete list of the dates of release and implementation. All codes that are included in this section are also included in Appendix O, with the procedure's proprietary name. In order to report a PLA code, the analysis performed must fulfill the code descriptor and must be the test represented by the proprietary name listed in Appendix O. In some instances, the descriptor language of PLA codes may be identical and the code may only be differentiated by the listed proprietary name in Appendix O. When more than one PLA has an identical descriptor, the codes will be denoted by the symbol "â™“." All PLA tests will have assigned codes in the PLA section of the code set. Any PLA coded test(s) that satisfies Category I criteria and has been accepted by the CPT® Editorial Panel will be designated by the addition of the symbol "^" to the existing PLA code and will remain in the PLA section of the code set. If a proprietary test has already been accepted for a Category I code and a code has not been published, subsequent application for a PLA code will take precedence. The code will only be placed in the PLA section. The accuracy of a PLA code is to be maintained by the original applicant, or the current owner of the test kit or laboratory performing the proprietary test. A new PLA code is required when: 1. Additional nucleic acid (DNA or RNA) and/or protein analysis(es) are added to the current PLA test, or 2. The name of the PLA test has changed in association with changes in test performance or test characteristics. The addition or modification of the therapeutic applications of the test require submission of a code change application, but it may not require a new code number. | 0001U-0599U | https://www.aapc.com/codes/cpt-codes/0420U | 2025-10-27T18:33:34.787511Z
0421U | Oncology (colorectal) screening, quantitative real-time target and signal amplification of 8 RNA markers (GAPDH, SMAD4, ACY1, AREG, CDH1, KRAS, TNFRSF10B, EGLN2) and fecal hemoglobin, algorithm reported as a positive or negative for colorectal cancer risk | This is a Proprietary Laboratory Analyses (PLA) code, meaning that the code applies to only one unique lab test made by a specific manufacturer or performed by a specific lab. Report 0421U only for Colosense™ from Geneoscopy Inc. This is a fecal–based test that measures the activity (RNA expression) of eight genes listed in the code and analyzes fecal hemoglobin level. The test includes an algorithmic analysis to report a risk of positive or negative for colorectal cancer. Explanation The lab analyst uses a fecal (stool) specimen to evaluate the activity (RNA expression) of eight genes from epithelial cells shed by a gastrointestinal tract lesion: GAPDH, SMAD4, ACY1, AREG, CDH1, KRAS, TNFRSF10B, EGLN2. The test also analyzes the specimen for fecal hemoglobin levels. The procedure involves reverse–transcription real–time (quantitative) polymerase chain reaction (RT–qPCR), which uses RNA in the specimen as a template to make DNA (reverse transcription) and creates more copies of the DNA using real–time (quantitative) PCR. The RT–qPCR process creates a gene expression profile, indicating which DNA sequences are actively expressed (transcribed to RNA and translated to a protein that performs some function in the body). The procedure also includes an immunoassay test for fecal blood by mixing an antihuman hemoglobin antibody and measuring an agglutination (clumping) reaction. This is a multianalyte assay with algorithmic analysis (MAAA), which includes the analytical services to produce test results and uses those results plus patient data for an algorithmic analysis that reports the findings as a probability or risk score. Using the test data for gene expression and fecal blood detection along with other clinical data, the 0421U test includes an algorithmic analysis to report the risk of colorectal cancer. Clinicians may order this test as a noninvasive colorectal cancer (CRC) screening test for the early detection of cancer or precancerous lesions. The test may be a CRC screening option for certain patients instead of colonoscopy. Terminology Agglutination: Clumping of particles of any substances; often refers to abnormal clumping of blood cells due to contact between incompatible blood groups. Algorithm: A specific set of step–by–step calculations using defined inputs at each step to produce a useful output; for multianalyte assays with algorithmic analyses (MAAA), the output involves some sort of diagnostic or prognostic information about treatment options or disease outcomes. Amplification: Making more copies of a desired gene for study by processes such as polymerase chain reaction (PCR) or transcription of DNA to RNA and reverse transcription from RNA to make an additional copy of the DNA. Colorectal cancer: Pertaining to cancers of the colon (large intestine) and the rectum (the distal portion of the large intestines or bowel). Epithelial cells: Cells that cover all the free surfaces of the body, including the skin, lining of tubular structures (blood vessels, colon, and urinary tract) and cavities of organs, and mucous membranes that communicate with the outside of the body. Fecal occult blood test: A test for blood in the stool in which a small sample of stool is placed on a chemically treated card, pad, or cloth wipe, and a special chemical solution applied; occult blood is not visible to the naked eye. Gene expression: The two–step process by which cells generate messenger RNA (mRNA) from a DNA template (transcription), then generate a protein from the mRNA template (translation).? Hemoglobin (Hgb): The red–colored protein in the red blood cell that carries oxygen to the tissue and returns carbon dioxide to the lungs; when the amount is below normal, it indicates anemia. Multianalyte assays with algorithmic analyses (MAAA): A set of codes generally unique to a single clinical laboratory or manufacture; they typically list all the analytic and algorithmic analysis for a type of disease, such cancer; the type and number of analytes, such as proteins; the lab methods, such as immunoassay; the specimen type, such as blood; and the result type, such as prognostic risk score. Mutation: An alteration in a nucleic acid (DNA or RNA) sequence that may lead to pathologic changes in the organism. Polymerase chain reaction (PCR): A rapid technique for making more copies (amplifying) of a DNA or RNA sequence used in the laboratory. Reverse transcription–polymerase chain reaction (RT–PCR): A technique to measure specimen RNA levels by reacting RNA with the enzyme reverse transcriptase to produce complementary DNA (cDNA), which is more stable than RNA, and then create more copies of the DNA by polymerase chain reaction (PCR). Tips Use this code only for the appropriate proprietary test; report one unit of this code for a single specimen analyzed on a single date of service. Additional Info “U” codes are included in the CPT® code set to identify specific proprietary laboratory analyses (PLA) tests. PLA codes take precedence over the usual 80000 series codes for laboratory/pathology. Use this code only for the above–described test; do not report this test using any other CPT® code. PLA code descriptors follow existing code conventions when possible, and lab techniques used include multianalyte assays with algorithmic analyses (MAAA) and genomic sequencing procedures (GSP), among others. Read Less | Range Specific Guideline Proprietary laboratory analyses (PLA) codes describe proprietary clinical laboratory analyses and can be either provided by a single ("sole-source") laboratory or licensed or marketed to multiple providing laboratories (eg, cleared or approved by the Food and Drug Administration [FDA]). This subsection includes advanced diagnostic laboratory tests (ADLTs) and clinical diagnostic laboratory tests (CDLTs), as defined under the Protecting Access to Medicare Act (PAMA) of 2014. These analyses may include a range of medical laboratory tests including, but not limited to, multianalyte assays with algorithmic analyses (MAAA) and genomic sequencing procedures (GSP). The descriptor nomenclature follows, where possible, existing code conventions (eg, MAAA, GSP). Unless specifically noted, even though the Proprietary Laboratory Analyses section of the code set is located at the end of the Pathology and Laboratory section of the code set, a PLA code does not fulfill Category I code criteria. PLA codes are not required to fulfill the Category I criteria. The standards for inclusion in the PLA section are: The test must be commercially available in the United States for use on human specimens and The clinical laboratory or manufacturer that offers the test must request the code. For similar laboratory analyses that fulfill Category I criteria, see codes listed in the numeric 80000 series. When a PLA code is available to report a given proprietary laboratory service, that PLA code takes precedence. The service should not be reported with any other CPT® code(s) and other CPT® code(s) should not be used to report services that may be reported with that specific PLA code. These codes encompass all analytical services required for the analysis (eg, cell lysis, nucleic acid stabilization, extraction, digestion, amplification, hybridization and detection). For molecular analyses, additional procedures that are required prior to cell lysis (eg, microdissection [codes 88380 and 88381]) may be reported separately. Codes in this subsection are released on a quarterly basis to expedite dissemination for reporting. PLA codes will be published electronically on the AMA CPT® website (ama-assn.org/cpt-pla-codes), distributed via CPT® data files on a quarterly basis, and, at a minimum, made available in print annually in the CPT® codebook. See the Introduction section of the CPT® code set for a complete list of the dates of release and implementation. All codes that are included in this section are also included in Appendix O, with the procedure's proprietary name. In order to report a PLA code, the analysis performed must fulfill the code descriptor and must be the test represented by the proprietary name listed in Appendix O. In some instances, the descriptor language of PLA codes may be identical and the code may only be differentiated by the listed proprietary name in Appendix O. When more than one PLA has an identical descriptor, the codes will be denoted by the symbol "â™“." All PLA tests will have assigned codes in the PLA section of the code set. Any PLA coded test(s) that satisfies Category I criteria and has been accepted by the CPT® Editorial Panel will be designated by the addition of the symbol "^" to the existing PLA code and will remain in the PLA section of the code set. If a proprietary test has already been accepted for a Category I code and a code has not been published, subsequent application for a PLA code will take precedence. The code will only be placed in the PLA section. The accuracy of a PLA code is to be maintained by the original applicant, or the current owner of the test kit or laboratory performing the proprietary test. A new PLA code is required when: 1. Additional nucleic acid (DNA or RNA) and/or protein analysis(es) are added to the current PLA test, or 2. The name of the PLA test has changed in association with changes in test performance or test characteristics. The addition or modification of the therapeutic applications of the test require submission of a code change application, but it may not require a new code number. | 0001U-0599U | https://www.aapc.com/codes/cpt-codes/0421U | 2025-10-27T18:33:52.296893Z
0422U | Oncology (pan-solid tumor), analysis of DNA biomarker response to anti-cancer therapy using cell-free circulating DNA, biomarker comparison to a previous baseline pre-treatment cell-free circulating DNA analysis using next-generation sequencing, algorithm reported as a quantitative change from baseline, including specific alterations, if appropriate | This is a Proprietary Laboratory Analyses (PLA) code, meaning that the code applies to only one unique lab test made by a specific manufacturer or performed by a specific lab. Report 0422U only for Guardant360Response™ from Guardant Health Inc. To evaluate patient response to anticancer therapy, the test uses a next–generation sequencing (NGS) targeted sequence analysis panel to evaluate cell–free circulating DNA from a blood specimen for genes associated with solid–organ neoplasms. Using an algorithm to compare the results with those from an earlier, baseline test (0326U), 0422U reports a quantitative change from baseline, including specific alterations, if present. Explanation Following a patient course of anticancer therapy, the lab analyst processes a blood specimen to preserve cell–free DNA (cfDNA), and isolate and extract circulating–tumor DNA (ct–DNA). The analyst evaluates the ct–DNA using a next–generation sequencing (NGS) targeted gene panel. NGS uses an automated instrument that can simultaneously determine the order of DNA or RNA nucleotides in many genes and uses bioinformatics to interpret the results. Using an algorithm to compare the results of this test with those from an earlier, baseline test (0326U), the 0422U test reports a quantitative change from baseline, including specific alterations in solid organ cancer–related genes, if present. Both tests focus on specifically selected genomic changes associated with an actionable FDA–approved treatment or late–phase clinical trials. Clinicians may order this test following a patient course of anticancer therapy for patients with a tumor in any organ, such as lung, breast, colorectal, skin (melanoma), and genitourinary tract. The test may help evaluate the effectiveness of the current treatment and possibly provide detection of other actionable genetic mutations that can lead to better patient outcomes. Terminology Bioinformatics: Discipline used to gather, store, and evaluate biological data, such as gene sequences, using computer systems. Cell–free DNA (cfDNA): Nonencapsulated DNA in the form of nucleic acid fragments that enter the bloodstream during apoptosis (programmed, or normal, cell death) or necrosis (cell death due to loss of blood supply from injury, radiation, or chemicals). Circulating–tumor DNA (ctDNA): DNA that comes from a tumor and circulates in the blood; a specific type of cell–free DNA. Gene: Specific nucleic acid sequence associated with a unique function in the body such as production of a specific protein. Microsatellite instability: The tendency of genes to mutate due to impaired DNA mismatch repair (MMR). Mutation: An alteration in a deoxyribonucleic acid (DNA) sequence that may lead to pathologic changes in the organism. Neoplasm: An abnormal mass or other tissue growth that can be benign or cancerous. Next–generation sequencing (NGS): A general term for a number of different modern DNA and RNA sequencing technologies that are quicker and cheaper than the previous methods; also known as high–throughput sequencing. Targeted region sequencing: A variation on targeted gene sequencing that focuses on single–nucleotide polymorphisms (SNPs), insertions/deletions (InDels), copy number variations (CNVs), and structural variants (SVs) which enables detection of rare variants with higher sensitivity and specificity. Variant: A gene that differs from the usual nucleic acid sequence due to events such as nucleotide deletions or insertions or substitutions; may cause conditions such as genetic disorders or cancer. Tips Use this code only for the appropriate proprietary test; report one unit of this code for a single specimen analyzed on a single date of service. Some payers may pay separately for collecting the specimen. Additional Info “U” codes are included in the CPT® code set to identify specific proprietary laboratory analyses (PLA) tests. PLA codes take precedence over the usual 80000 series codes for laboratory/pathology. Use this code only for the above–described test; do not report this test using any other CPT® code. PLA code descriptors follow existing code conventions when possible, and lab techniques used include multianalyte assays with algorithmic analyses (MAAA) and genomic sequencing procedures (GSP), among others. Read Less | Range Specific Guideline Proprietary laboratory analyses (PLA) codes describe proprietary clinical laboratory analyses and can be either provided by a single ("sole-source") laboratory or licensed or marketed to multiple providing laboratories (eg, cleared or approved by the Food and Drug Administration [FDA]). This subsection includes advanced diagnostic laboratory tests (ADLTs) and clinical diagnostic laboratory tests (CDLTs), as defined under the Protecting Access to Medicare Act (PAMA) of 2014. These analyses may include a range of medical laboratory tests including, but not limited to, multianalyte assays with algorithmic analyses (MAAA) and genomic sequencing procedures (GSP). The descriptor nomenclature follows, where possible, existing code conventions (eg, MAAA, GSP). Unless specifically noted, even though the Proprietary Laboratory Analyses section of the code set is located at the end of the Pathology and Laboratory section of the code set, a PLA code does not fulfill Category I code criteria. PLA codes are not required to fulfill the Category I criteria. The standards for inclusion in the PLA section are: The test must be commercially available in the United States for use on human specimens and The clinical laboratory or manufacturer that offers the test must request the code. For similar laboratory analyses that fulfill Category I criteria, see codes listed in the numeric 80000 series. When a PLA code is available to report a given proprietary laboratory service, that PLA code takes precedence. The service should not be reported with any other CPT® code(s) and other CPT® code(s) should not be used to report services that may be reported with that specific PLA code. These codes encompass all analytical services required for the analysis (eg, cell lysis, nucleic acid stabilization, extraction, digestion, amplification, hybridization and detection). For molecular analyses, additional procedures that are required prior to cell lysis (eg, microdissection [codes 88380 and 88381]) may be reported separately. Codes in this subsection are released on a quarterly basis to expedite dissemination for reporting. PLA codes will be published electronically on the AMA CPT® website (ama-assn.org/cpt-pla-codes), distributed via CPT® data files on a quarterly basis, and, at a minimum, made available in print annually in the CPT® codebook. See the Introduction section of the CPT® code set for a complete list of the dates of release and implementation. All codes that are included in this section are also included in Appendix O, with the procedure's proprietary name. In order to report a PLA code, the analysis performed must fulfill the code descriptor and must be the test represented by the proprietary name listed in Appendix O. In some instances, the descriptor language of PLA codes may be identical and the code may only be differentiated by the listed proprietary name in Appendix O. When more than one PLA has an identical descriptor, the codes will be denoted by the symbol "â™“." All PLA tests will have assigned codes in the PLA section of the code set. Any PLA coded test(s) that satisfies Category I criteria and has been accepted by the CPT® Editorial Panel will be designated by the addition of the symbol "^" to the existing PLA code and will remain in the PLA section of the code set. If a proprietary test has already been accepted for a Category I code and a code has not been published, subsequent application for a PLA code will take precedence. The code will only be placed in the PLA section. The accuracy of a PLA code is to be maintained by the original applicant, or the current owner of the test kit or laboratory performing the proprietary test. A new PLA code is required when: 1. Additional nucleic acid (DNA or RNA) and/or protein analysis(es) are added to the current PLA test, or 2. The name of the PLA test has changed in association with changes in test performance or test characteristics. The addition or modification of the therapeutic applications of the test require submission of a code change application, but it may not require a new code number. | 0001U-0599U | https://www.aapc.com/codes/cpt-codes/0422U | 2025-10-27T18:34:10.203634Z
0423U | Psychiatry (eg, depression, anxiety), genomic analysis panel, including variant analysis of 26 genes, buccal swab, report including metabolizer status and risk of drug toxicity by condition | This is a Proprietary Laboratory Analyses (PLA) code, meaning that the code applies to only one unique lab test made by a specific manufacturer or performed by a specific lab. Report 0423U only for Genomind® Pharmacogenetics Report – Full, from Genomind® Inc. The test uses a buccal (cheek) swab specimen to analyze 26 genes for variants related to psychiatric medication response. The test includes an algorithmic analysis and reports patient genetic impact on drug metabolism, plus a list of possible gene–drug interactions and toxicity risk for psychotropic (mental health) medications. Explanation Using a buccal (cheek) swab, the lab analyst evaluates a gene panel of 26 genes involved in psychotropic (mental health) drug metabolism. This is a multianalyte assay with algorithmic analysis (MAAA), which includes the analytical services to produce test results and uses those results plus patient data for an algorithmic analysis that reports the findings as a probability or risk score. The test uses bioinformatics to evaluate patient gene [removed]phenotype) for genes that impact drug metabolism rates, as well as predicted response and risk associated with a comprehensive list of psychotropic drugs such as antidepressants, mood stabilizers, antipsychotics, and anxiolytics. Clinicians may order this test for a patient prior to prescribing a new psychotropic medication to evaluate the potential value or side effects based on the patient’s genes and drug information. The test may be valuable for patients using medication for a number of psychiatric conditions such as depression, anxiety, mood disorders, and attention deficit hyperactivity disorder (ADHD). Terminology Algorithm: A specific set of step–by–step calculations using defined inputs at each step to produce a useful output; for multianalyte assays with algorithmic analyses (MAAA), the output involves some sort of diagnostic or prognostic information about treatment options or disease outcomes. Anxiolytics: Drugs used to treat anxiety disorders, sometimes called anti–anxiety drugs. Antidepressant: A drug commonly used to relieve or prevent psychic depression in a patient. Antipsychotic medications: Drugs, such as barbiturates, neuroleptics, and benzodiazepines, used to treat delusions and hallucinations in mental disorders such as schizophrenia. Bioinformatics: Discipline used to gather, store, and evaluate biological data, such as gene sequences, using computer systems. Deoxyribonucleic acid (DNA): A form of nucleic acid that consists of a sequence of specific biological chemicals (nucleotides) that carry genetic information. Gene: Specific nucleic acid sequence associated with a unique function in the body such as production of a specific protein. Metabolism: The biological and chemical reactions that take place in the body, including those that create energy by breaking down complex molecules and those that use energy by building complex molecules. Mood disorder: Any of a number of mental disorders characterized by episodes of a varying degree of depression, anxiety, or mania (elevated mood with hyperactivity), and sometimes associated with psychotic symptoms (delusions and hallucinations). Multianalyte assays with algorithmic analyses (MAAA): A set of codes generally unique to a single clinical laboratory or manufacture; they typically list all the analytic and algorithmic analysis for a type of disease, such cancer; the type and number of analytes, such as proteins; the lab methods, such as immunoassay; the specimen type, such as blood; and the result type, such as prognostic risk score. Pharmacogenomics: The study of how a person’s genotype and phenotype affect their response to drugs. Phenotype: The observable traits of an organism due to interaction of genes and the environment; distinct from the internally coded information of the genotype. Tips Use this code only for the appropriate proprietary test; report one unit of this code for a single specimen analyzed on a single date of service. Do not report this code in addition to similar PLA codes or Category I code 81418. Additional Info “U” codes are included in the CPT® code set to identify specific proprietary laboratory analyses (PLA) tests. PLA codes take precedence over the usual 80000 series codes for laboratory/pathology. Use this code only for the above–described test; do not report this test using any other CPT® code. PLA code descriptors follow existing code conventions when possible, and lab techniques used include multianalyte assays with algorithmic analyses (MAAA) and genomic sequencing procedures (GSP), among others. Read Less | Range Specific Guideline Proprietary laboratory analyses (PLA) codes describe proprietary clinical laboratory analyses and can be either provided by a single ("sole-source") laboratory or licensed or marketed to multiple providing laboratories (eg, cleared or approved by the Food and Drug Administration [FDA]). This subsection includes advanced diagnostic laboratory tests (ADLTs) and clinical diagnostic laboratory tests (CDLTs), as defined under the Protecting Access to Medicare Act (PAMA) of 2014. These analyses may include a range of medical laboratory tests including, but not limited to, multianalyte assays with algorithmic analyses (MAAA) and genomic sequencing procedures (GSP). The descriptor nomenclature follows, where possible, existing code conventions (eg, MAAA, GSP). Unless specifically noted, even though the Proprietary Laboratory Analyses section of the code set is located at the end of the Pathology and Laboratory section of the code set, a PLA code does not fulfill Category I code criteria. PLA codes are not required to fulfill the Category I criteria. The standards for inclusion in the PLA section are: The test must be commercially available in the United States for use on human specimens and The clinical laboratory or manufacturer that offers the test must request the code. For similar laboratory analyses that fulfill Category I criteria, see codes listed in the numeric 80000 series. When a PLA code is available to report a given proprietary laboratory service, that PLA code takes precedence. The service should not be reported with any other CPT® code(s) and other CPT® code(s) should not be used to report services that may be reported with that specific PLA code. These codes encompass all analytical services required for the analysis (eg, cell lysis, nucleic acid stabilization, extraction, digestion, amplification, hybridization and detection). For molecular analyses, additional procedures that are required prior to cell lysis (eg, microdissection [codes 88380 and 88381]) may be reported separately. Codes in this subsection are released on a quarterly basis to expedite dissemination for reporting. PLA codes will be published electronically on the AMA CPT® website (ama-assn.org/cpt-pla-codes), distributed via CPT® data files on a quarterly basis, and, at a minimum, made available in print annually in the CPT® codebook. See the Introduction section of the CPT® code set for a complete list of the dates of release and implementation. All codes that are included in this section are also included in Appendix O, with the procedure's proprietary name. In order to report a PLA code, the analysis performed must fulfill the code descriptor and must be the test represented by the proprietary name listed in Appendix O. In some instances, the descriptor language of PLA codes may be identical and the code may only be differentiated by the listed proprietary name in Appendix O. When more than one PLA has an identical descriptor, the codes will be denoted by the symbol "â™“." All PLA tests will have assigned codes in the PLA section of the code set. Any PLA coded test(s) that satisfies Category I criteria and has been accepted by the CPT® Editorial Panel will be designated by the addition of the symbol "^" to the existing PLA code and will remain in the PLA section of the code set. If a proprietary test has already been accepted for a Category I code and a code has not been published, subsequent application for a PLA code will take precedence. The code will only be placed in the PLA section. The accuracy of a PLA code is to be maintained by the original applicant, or the current owner of the test kit or laboratory performing the proprietary test. A new PLA code is required when: 1. Additional nucleic acid (DNA or RNA) and/or protein analysis(es) are added to the current PLA test, or 2. The name of the PLA test has changed in association with changes in test performance or test characteristics. The addition or modification of the therapeutic applications of the test require submission of a code change application, but it may not require a new code number. | 0001U-0599U | https://www.aapc.com/codes/cpt-codes/0423U | 2025-10-27T18:34:28.642615Z
0424U | Oncology (prostate), exosome-based analysis of 53 small noncoding RNAs (sncRNAs) by quantitative reverse transcription polymerase chain reaction (RT-qPCR), urine, reported as no molecular evidence, low-, moderate-, or elevated-risk of prostate cancer | This is a Proprietary Laboratory Analyses (PLA) code, meaning that the code applies to only one unique lab test made by a specific manufacturer or performed by a specific lab. Report 0424U for miR Sentinel™ Prostate Cancer Test from miR Scientific® LLC. The test extracts and analyzes relevant small noncoding RNA segments from a urine specimen and performs an algorithmic analysis to classify and monitor prostate cancer risk without invasive procedures such as biopsy. Explanation Using a urine specimen, the lab analyst extracts exosomes (extracellular vesicles) that contain nucleic acids, then isolates 53 small noncoding RNAs (sncRNAs) that serve as biomarkers for prostate cancer. The analyst performs quantitative reverse transcription polymerase chain reaction (RT–qPCR) to evaluate gene activity (expression). This is a multianalyte assay with algorithmic analysis (MAAA), which includes the analytical services to produce test results, and uses those results plus patient data for an algorithmic analysis that reports the findings as a probability or risk score. Clinicians may order this test as a noninvasive urine test to evaluate a patient’s prostate cancer status and risk. Using the test results plus patient data in an algorithmic analysis, the test indicates the findings as no molecular evidence or low–, moderate–, or elevated–risk of prostate cancer. The test is a liquid biopsy that may allow clinicians to determine an appropriate surveillance or treatment protocol without repeat prostate specific antigen (PSA) tests, digital rectal exam (DRE), or invasive prostate biopsy. Terminology Algorithm: A specific set of step–by–step calculations using defined inputs at each step to produce a useful output; for multianalyte assays with algorithmic analyses (MAAA), the output involves some sort of diagnostic or prognostic information about treatment options or disease outcomes. Exosomes: Tiny extracellular structures produced by cells that carry nucleic acids, proteins, and other biochemicals that communicate between cells in processes impacting health. Multianalyte assays with algorithmic analyses (MAAA): A set of codes generally unique to a single clinical laboratory or manufacture; they typically list all the analytic and algorithmic analysis for a type of disease, such cancer; the type and number of analytes, such as proteins; the lab methods, such as immunoassay; the specimen type, such as blood; and the result type, such as prognostic risk score. Polymerase chain reaction (PCR): A rapid technique for making more copies (amplifying) of a DNA or RNA sequence used in the laboratory. Prostate specific antigen (PSA): An enzyme produced in the prostate gland that when elevated indicates the presence of prostate cancer. Reverse transcription: Generation of a complementary DNA sequence from a template of RNA. Reverse transcription–polymerase chain reaction (RT–PCR): A technique to measure specimen RNA levels by reacting RNA with the enzyme reverse transcriptase to produce complementary DNA (cDNA), which is more stable than RNA, and then create more copies of the DNA by polymerase chain reaction (PCR). Ribonucleic acid (RNA): One of the essential building blocks of life, along with deoxyribonucleic acid (DNA) and proteins; RNA acts as a messenger (mRNA), carrying genetic information from DNA to proteins, helps regulate cellular processes, and, like enzymes, can speed up chemical reactions; RNA, rather than DNA, carries genetic information in some important viruses. Tips Use this code only for the appropriate proprietary test; report one unit of this code for a single specimen analyzed on a single date of service. Distinguish this code from similar test 0343U. Additional Info “U” codes are included in the CPT® code set to identify specific proprietary laboratory analyses (PLA) tests. PLA codes take precedence over the usual 80000 series codes for laboratory/pathology. Use this code only for the above–described test; do not report this test using any other CPT® code. PLA code descriptors follow existing code conventions when possible, and lab techniques used include multianalyte assays with algorithmic analyses (MAAA) and genomic sequencing procedures (GSP), among others. Read Less | Range Specific Guideline Proprietary laboratory analyses (PLA) codes describe proprietary clinical laboratory analyses and can be either provided by a single ("sole-source") laboratory or licensed or marketed to multiple providing laboratories (eg, cleared or approved by the Food and Drug Administration [FDA]). This subsection includes advanced diagnostic laboratory tests (ADLTs) and clinical diagnostic laboratory tests (CDLTs), as defined under the Protecting Access to Medicare Act (PAMA) of 2014. These analyses may include a range of medical laboratory tests including, but not limited to, multianalyte assays with algorithmic analyses (MAAA) and genomic sequencing procedures (GSP). The descriptor nomenclature follows, where possible, existing code conventions (eg, MAAA, GSP). Unless specifically noted, even though the Proprietary Laboratory Analyses section of the code set is located at the end of the Pathology and Laboratory section of the code set, a PLA code does not fulfill Category I code criteria. PLA codes are not required to fulfill the Category I criteria. The standards for inclusion in the PLA section are: The test must be commercially available in the United States for use on human specimens and The clinical laboratory or manufacturer that offers the test must request the code. For similar laboratory analyses that fulfill Category I criteria, see codes listed in the numeric 80000 series. When a PLA code is available to report a given proprietary laboratory service, that PLA code takes precedence. The service should not be reported with any other CPT® code(s) and other CPT® code(s) should not be used to report services that may be reported with that specific PLA code. These codes encompass all analytical services required for the analysis (eg, cell lysis, nucleic acid stabilization, extraction, digestion, amplification, hybridization and detection). For molecular analyses, additional procedures that are required prior to cell lysis (eg, microdissection [codes 88380 and 88381]) may be reported separately. Codes in this subsection are released on a quarterly basis to expedite dissemination for reporting. PLA codes will be published electronically on the AMA CPT® website (ama-assn.org/cpt-pla-codes), distributed via CPT® data files on a quarterly basis, and, at a minimum, made available in print annually in the CPT® codebook. See the Introduction section of the CPT® code set for a complete list of the dates of release and implementation. All codes that are included in this section are also included in Appendix O, with the procedure's proprietary name. In order to report a PLA code, the analysis performed must fulfill the code descriptor and must be the test represented by the proprietary name listed in Appendix O. In some instances, the descriptor language of PLA codes may be identical and the code may only be differentiated by the listed proprietary name in Appendix O. When more than one PLA has an identical descriptor, the codes will be denoted by the symbol "â™“." All PLA tests will have assigned codes in the PLA section of the code set. Any PLA coded test(s) that satisfies Category I criteria and has been accepted by the CPT® Editorial Panel will be designated by the addition of the symbol "^" to the existing PLA code and will remain in the PLA section of the code set. If a proprietary test has already been accepted for a Category I code and a code has not been published, subsequent application for a PLA code will take precedence. The code will only be placed in the PLA section. The accuracy of a PLA code is to be maintained by the original applicant, or the current owner of the test kit or laboratory performing the proprietary test. A new PLA code is required when: 1. Additional nucleic acid (DNA or RNA) and/or protein analysis(es) are added to the current PLA test, or 2. The name of the PLA test has changed in association with changes in test performance or test characteristics. The addition or modification of the therapeutic applications of the test require submission of a code change application, but it may not require a new code number. | 0001U-0599U | https://www.aapc.com/codes/cpt-codes/0424U | 2025-10-27T18:34:46.393486Z
0425U | Genome (eg, unexplained constitutional or heritable disorder or syndrome), rapid sequence analysis, each comparator genome (eg, parents, siblings) | This is a Proprietary Laboratory Analyses (PLA) code, meaning that the code applies to only one unique lab test made by a specific manufacturer or performed by a specific lab. Report 0425U only for RCIGM Rapid Whole Genome Sequencing, Comparator Genome, from Rady Children’s Institute for Genomic Medicine. Using a sample such as blood from a parent or sibling of a symptomatic child, the test involves a whole genome sequence analysis panel to rapidly identify genetic variants that the symptomatic patient may have inherited. Explanation The lab analyst evaluates a specimen such as blood from a parent or sibling of a symptomatic infant or child patient using next–generation sequencing (NGS) of the whole genome for variants related to unexplained constitutional or heritable disorders. NGS uses an automated instrument that can simultaneously determine the order of DNA or RNA nucleotides in many genes and uses bioinformatics to interpret the results. The 0425U test uses a rapid platform that provides a preliminary report within five days. Clinicians may order this test to evaluate inheritance for newborns or children with severe symptoms that may require rapid intervention, such as profound hypoglycemia, intractable seizures, cardiac arrest, or other conditions for which a delayed diagnosis could have a significant negative outcome. The rapid test provides preliminary results in five days, compared to more standard turnaround of 45 days. The clinician may order this test in addition to the ultra–rapid genomic sequence analysis panel (0426U) performed for the symptomatic infant or child. Terminology Genome: The entire genetic material of an organism, which means the entire DNA sequence.? Genomic sequencing procedures (GSPs): Tests that use germline or neoplastic specimens to simultaneously analyze DNA or RNA sequences, typically for a combination of many genes or even an entire exome or genome; the tests often employ technology such as next–generation sequencing (NGS) to identify changes to nucleic acid sequences or possibly other variations such as copy number or chromosomal structure, and then use bioinformatics to compare the findings to known genetic changes relevant to a specific clinical condition. Germline: Genes that occur in every cell of an organism, having been inherited from egg and sperm of parents; germline (constitutional) mutations can be passed from parent to progeny. Heritable trait: Characteristic that parents can pass to children through genes.? Variant: A gene that differs from the usual nucleic acid sequence due to events such as nucleotide deletions or insertions or substitutions; may cause conditions such as genetic disorders or cancer. Tips Use this code only for the appropriate proprietary test; report one unit of this code for a single specimen analyzed on a single date of service. Some payers may pay separately for collecting the specimen. Don’t report this proprietary test in addition to similar PLA codes or Category I code 81426 for genomic evaluation of constitutional/heritable disorders. Additional Info “U” codes are included in the CPT® code set to identify specific proprietary laboratory analyses (PLA) tests. PLA codes take precedence over the usual 80000 series codes for laboratory/pathology. Use this code only for the above–described test; do not report this test using any other CPT® code. PLA code descriptors follow existing code conventions when possible, and lab techniques used include multianalyte assays with algorithmic analyses (MAAA) and genomic sequencing procedures (GSP), among others. Read Less | Range Specific Guideline Proprietary laboratory analyses (PLA) codes describe proprietary clinical laboratory analyses and can be either provided by a single ("sole-source") laboratory or licensed or marketed to multiple providing laboratories (eg, cleared or approved by the Food and Drug Administration [FDA]). This subsection includes advanced diagnostic laboratory tests (ADLTs) and clinical diagnostic laboratory tests (CDLTs), as defined under the Protecting Access to Medicare Act (PAMA) of 2014. These analyses may include a range of medical laboratory tests including, but not limited to, multianalyte assays with algorithmic analyses (MAAA) and genomic sequencing procedures (GSP). The descriptor nomenclature follows, where possible, existing code conventions (eg, MAAA, GSP). Unless specifically noted, even though the Proprietary Laboratory Analyses section of the code set is located at the end of the Pathology and Laboratory section of the code set, a PLA code does not fulfill Category I code criteria. PLA codes are not required to fulfill the Category I criteria. The standards for inclusion in the PLA section are: The test must be commercially available in the United States for use on human specimens and The clinical laboratory or manufacturer that offers the test must request the code. For similar laboratory analyses that fulfill Category I criteria, see codes listed in the numeric 80000 series. When a PLA code is available to report a given proprietary laboratory service, that PLA code takes precedence. The service should not be reported with any other CPT® code(s) and other CPT® code(s) should not be used to report services that may be reported with that specific PLA code. These codes encompass all analytical services required for the analysis (eg, cell lysis, nucleic acid stabilization, extraction, digestion, amplification, hybridization and detection). For molecular analyses, additional procedures that are required prior to cell lysis (eg, microdissection [codes 88380 and 88381]) may be reported separately. Codes in this subsection are released on a quarterly basis to expedite dissemination for reporting. PLA codes will be published electronically on the AMA CPT® website (ama-assn.org/cpt-pla-codes), distributed via CPT® data files on a quarterly basis, and, at a minimum, made available in print annually in the CPT® codebook. See the Introduction section of the CPT® code set for a complete list of the dates of release and implementation. All codes that are included in this section are also included in Appendix O, with the procedure's proprietary name. In order to report a PLA code, the analysis performed must fulfill the code descriptor and must be the test represented by the proprietary name listed in Appendix O. In some instances, the descriptor language of PLA codes may be identical and the code may only be differentiated by the listed proprietary name in Appendix O. When more than one PLA has an identical descriptor, the codes will be denoted by the symbol "â™“." All PLA tests will have assigned codes in the PLA section of the code set. Any PLA coded test(s) that satisfies Category I criteria and has been accepted by the CPT® Editorial Panel will be designated by the addition of the symbol "^" to the existing PLA code and will remain in the PLA section of the code set. If a proprietary test has already been accepted for a Category I code and a code has not been published, subsequent application for a PLA code will take precedence. The code will only be placed in the PLA section. The accuracy of a PLA code is to be maintained by the original applicant, or the current owner of the test kit or laboratory performing the proprietary test. A new PLA code is required when: 1. Additional nucleic acid (DNA or RNA) and/or protein analysis(es) are added to the current PLA test, or 2. The name of the PLA test has changed in association with changes in test performance or test characteristics. The addition or modification of the therapeutic applications of the test require submission of a code change application, but it may not require a new code number. | 0001U-0599U | https://www.aapc.com/codes/cpt-codes/0425U | 2025-10-27T18:35:04.883128Z
0426U | Genome (eg, unexplained constitutional or heritable disorder or syndrome), ultra-rapid sequence analysis | This is a Proprietary Laboratory Analyses (PLA) code, meaning that the code applies to only one unique lab test made by a specific manufacturer or performed by a specific lab. Report 0426U only for RCIGM Ultra–Rapid Whole Genome Sequencing from Rady Children’s Institute for Genomic Medicine. Using a sample such as blood, the test involves a whole genome sequence analysis panel to rapidly identify genetic variants that can help diagnose or rule out genetic diseases in newborns or symptomatic child patients. Explanation The lab analyst evaluates a specimen such as blood from a newborn or child patient using next–generation sequencing (NGS) of the whole genome for variants related to unexplained constitutional or heritable disorders. NGS uses an automated instrument that can simultaneously determine the order of DNA or RNA nucleotides in many genes and uses bioinformatics to interpret the results. The 0426U test uses an ultra–rapid platform that provides a preliminary report within three days. Clinicians may order this test for newborns or children with severe symptoms that may require rapid intervention, such as profound hypoglycemia, intractable seizures, cardiac arrest, or other conditions for which a delayed diagnosis could have a significant negative outcome. The ultra–rapid test provides preliminary results in three days, compared to more standard turnaround of 45 days. The clinician may also order rapid comparator testing for parents or sibling(s) as a separate procedure (0425U) to evaluate inheritance. Terminology Genome: The entire genetic material of an organism, which means the entire DNA sequence.? Genomic sequencing procedures (GSPs): Tests that use germline or neoplastic specimens to simultaneously analyze DNA or RNA sequences, typically for a combination of many genes or even an entire exome or genome; the tests often employ technology such as next–generation sequencing (NGS) to identify changes to nucleic acid sequences or possibly other variations such as copy number or chromosomal structure, and then use bioinformatics to compare the findings to known genetic changes relevant to a specific clinical condition. Germline: Genes that occur in every cell of an organism, having been inherited from egg and sperm of parents; germline (constitutional) mutations can be passed from parent to progeny. Heritable trait: Characteristic that parents can pass to children through genes.? Variant: A gene that differs from the usual nucleic acid sequence due to events such as nucleotide deletions or insertions or substitutions; may cause conditions such as genetic disorders or cancer. Tips Use this code only for the appropriate proprietary test; report one unit of this code for a single specimen analyzed on a single date of service. Some payers may pay separately for collecting the specimen. Don’t report this proprietary test in addition to similar PLA codes or Category I code 81425 for genomic evaluation of constitutional/heritable disorders. Additional Info “U” codes are included in the CPT® code set to identify specific proprietary laboratory analyses (PLA) tests. PLA codes take precedence over the usual 80000 series codes for laboratory/pathology. Use this code only for the above–described test; do not report this test using any other CPT® code. PLA code descriptors follow existing code conventions when possible, and lab techniques used include multianalyte assays with algorithmic analyses (MAAA) and genomic sequencing procedures (GSP), among others. Read Less | Range Specific Guideline Proprietary laboratory analyses (PLA) codes describe proprietary clinical laboratory analyses and can be either provided by a single ("sole-source") laboratory or licensed or marketed to multiple providing laboratories (eg, cleared or approved by the Food and Drug Administration [FDA]). This subsection includes advanced diagnostic laboratory tests (ADLTs) and clinical diagnostic laboratory tests (CDLTs), as defined under the Protecting Access to Medicare Act (PAMA) of 2014. These analyses may include a range of medical laboratory tests including, but not limited to, multianalyte assays with algorithmic analyses (MAAA) and genomic sequencing procedures (GSP). The descriptor nomenclature follows, where possible, existing code conventions (eg, MAAA, GSP). Unless specifically noted, even though the Proprietary Laboratory Analyses section of the code set is located at the end of the Pathology and Laboratory section of the code set, a PLA code does not fulfill Category I code criteria. PLA codes are not required to fulfill the Category I criteria. The standards for inclusion in the PLA section are: The test must be commercially available in the United States for use on human specimens and The clinical laboratory or manufacturer that offers the test must request the code. For similar laboratory analyses that fulfill Category I criteria, see codes listed in the numeric 80000 series. When a PLA code is available to report a given proprietary laboratory service, that PLA code takes precedence. The service should not be reported with any other CPT® code(s) and other CPT® code(s) should not be used to report services that may be reported with that specific PLA code. These codes encompass all analytical services required for the analysis (eg, cell lysis, nucleic acid stabilization, extraction, digestion, amplification, hybridization and detection). For molecular analyses, additional procedures that are required prior to cell lysis (eg, microdissection [codes 88380 and 88381]) may be reported separately. Codes in this subsection are released on a quarterly basis to expedite dissemination for reporting. PLA codes will be published electronically on the AMA CPT® website (ama-assn.org/cpt-pla-codes), distributed via CPT® data files on a quarterly basis, and, at a minimum, made available in print annually in the CPT® codebook. See the Introduction section of the CPT® code set for a complete list of the dates of release and implementation. All codes that are included in this section are also included in Appendix O, with the procedure's proprietary name. In order to report a PLA code, the analysis performed must fulfill the code descriptor and must be the test represented by the proprietary name listed in Appendix O. In some instances, the descriptor language of PLA codes may be identical and the code may only be differentiated by the listed proprietary name in Appendix O. When more than one PLA has an identical descriptor, the codes will be denoted by the symbol "â™“." All PLA tests will have assigned codes in the PLA section of the code set. Any PLA coded test(s) that satisfies Category I criteria and has been accepted by the CPT® Editorial Panel will be designated by the addition of the symbol "^" to the existing PLA code and will remain in the PLA section of the code set. If a proprietary test has already been accepted for a Category I code and a code has not been published, subsequent application for a PLA code will take precedence. The code will only be placed in the PLA section. The accuracy of a PLA code is to be maintained by the original applicant, or the current owner of the test kit or laboratory performing the proprietary test. A new PLA code is required when: 1. Additional nucleic acid (DNA or RNA) and/or protein analysis(es) are added to the current PLA test, or 2. The name of the PLA test has changed in association with changes in test performance or test characteristics. The addition or modification of the therapeutic applications of the test require submission of a code change application, but it may not require a new code number. | 0001U-0599U | https://www.aapc.com/codes/cpt-codes/0426U | 2025-10-27T18:35:22.136574Z
0427U | Monocyte distribution width, whole blood (List separately in addition to code for primary procedure) Notes: (Use 0427U in conjunction with 85004, 85025) | This is a Proprietary Laboratory Analyses (PLA) code, meaning that the code applies to only one unique lab test made by a specific manufacturer or performed by a specific lab. Report 0427U only for Early Sepsis Indicator from Beckman Coulter Inc. Using a blood sample submitted for complete blood count (CBC) with differential, the Beckman Coulter hematology analyzer automatically measures monocyte distribution width (MDW), which is a biomarker for severe infection and risk of sepsis. Use this code only in addition to a code for CBC plus differential, such as 85004 or 85025. Explanation The lab analyst processes a blood specimen for complete blood count (CBC) and differential (count of white blood cell types). Using an appropriate Beckman Coulter blood analyzer, the process automatically measures monocyte distribution width (MDW), which is a biomarker for severe infection and risk of sepsis. Increased MDW reflects monocyte variability in response to fungal, bacterial, or viral infections. When clinicians order an initial CBC and differential for emergency department or hospital patients, a Beckman Coulter blood analyzer running the Early Sepsis Indicator (ESId) application enables automatic MDW measurement, evaluation and reporting without requiring a separate test order. The evaluation serves as an early indicator of infection severity and sepsis risk, allowing for early intervention to reduce morbidity and mortality from sepsis. Terminology Biomarker, biological marker, biochemical marker: A measurable substance, such as an enzyme, protein, or gene, that is an indicator of a condition, disease, or normal or abnormal process. Complete blood count (CBC): A routine laboratory panel that includes hemoglobin and hematocrit (H&H), white blood cell count (WBC), red blood cell count (RBC), and platelet count. Differential (also known as blood differential or differential WBC count): A blood test to measure the level of each type of white blood cell (WBC), also called leukocytes, and their proportion with one another. Sepsis: A life–threatening condition that results when an infection gets into the bloodstream and overwhelms the body’s defenses; also known as blood poisoning. Tips Use this code only for the appropriate proprietary test; report one unit of this code for a single specimen analyzed on a single date of service. Use this code only in addition to a code for CBC plus differential, such as 85004 or 85025. Some payers may pay separately for collecting the specimen. Additional Info “U” codes are included in the CPT® code set to identify specific proprietary laboratory analyses (PLA) tests. PLA codes take precedence over the usual 80000 series codes for laboratory/pathology. Use this code only for the above–described test; do not report this test using any other CPT® code. PLA code descriptors follow existing code conventions when possible, and lab techniques used include multianalyte assays with algorithmic analyses (MAAA) and genomic sequencing procedures (GSP), among others. Read Less | Range Specific Guideline Proprietary laboratory analyses (PLA) codes describe proprietary clinical laboratory analyses and can be either provided by a single ("sole-source") laboratory or licensed or marketed to multiple providing laboratories (eg, cleared or approved by the Food and Drug Administration [FDA]). This subsection includes advanced diagnostic laboratory tests (ADLTs) and clinical diagnostic laboratory tests (CDLTs), as defined under the Protecting Access to Medicare Act (PAMA) of 2014. These analyses may include a range of medical laboratory tests including, but not limited to, multianalyte assays with algorithmic analyses (MAAA) and genomic sequencing procedures (GSP). The descriptor nomenclature follows, where possible, existing code conventions (eg, MAAA, GSP). Unless specifically noted, even though the Proprietary Laboratory Analyses section of the code set is located at the end of the Pathology and Laboratory section of the code set, a PLA code does not fulfill Category I code criteria. PLA codes are not required to fulfill the Category I criteria. The standards for inclusion in the PLA section are: The test must be commercially available in the United States for use on human specimens and The clinical laboratory or manufacturer that offers the test must request the code. For similar laboratory analyses that fulfill Category I criteria, see codes listed in the numeric 80000 series. When a PLA code is available to report a given proprietary laboratory service, that PLA code takes precedence. The service should not be reported with any other CPT® code(s) and other CPT® code(s) should not be used to report services that may be reported with that specific PLA code. These codes encompass all analytical services required for the analysis (eg, cell lysis, nucleic acid stabilization, extraction, digestion, amplification, hybridization and detection). For molecular analyses, additional procedures that are required prior to cell lysis (eg, microdissection [codes 88380 and 88381]) may be reported separately. Codes in this subsection are released on a quarterly basis to expedite dissemination for reporting. PLA codes will be published electronically on the AMA CPT® website (ama-assn.org/cpt-pla-codes), distributed via CPT® data files on a quarterly basis, and, at a minimum, made available in print annually in the CPT® codebook. See the Introduction section of the CPT® code set for a complete list of the dates of release and implementation. All codes that are included in this section are also included in Appendix O, with the procedure's proprietary name. In order to report a PLA code, the analysis performed must fulfill the code descriptor and must be the test represented by the proprietary name listed in Appendix O. In some instances, the descriptor language of PLA codes may be identical and the code may only be differentiated by the listed proprietary name in Appendix O. When more than one PLA has an identical descriptor, the codes will be denoted by the symbol "â™“." All PLA tests will have assigned codes in the PLA section of the code set. Any PLA coded test(s) that satisfies Category I criteria and has been accepted by the CPT® Editorial Panel will be designated by the addition of the symbol "^" to the existing PLA code and will remain in the PLA section of the code set. If a proprietary test has already been accepted for a Category I code and a code has not been published, subsequent application for a PLA code will take precedence. The code will only be placed in the PLA section. The accuracy of a PLA code is to be maintained by the original applicant, or the current owner of the test kit or laboratory performing the proprietary test. A new PLA code is required when: 1. Additional nucleic acid (DNA or RNA) and/or protein analysis(es) are added to the current PLA test, or 2. The name of the PLA test has changed in association with changes in test performance or test characteristics. The addition or modification of the therapeutic applications of the test require submission of a code change application, but it may not require a new code number. | 0001U-0599U | https://www.aapc.com/codes/cpt-codes/0427U | 2025-10-27T18:35:39.748816Z
0429U | Human papillomavirus (HPV), oropharyngeal swab, 14 high-risk types (ie, 16, 18, 31, 33, 35, 39, 45, 51, 52, 56, 58, 59, 66, and 68) | This is a Proprietary Laboratory Analyses (PLA) code, meaning that the code applies to only one unique lab test made by a specific manufacturer or performed by a specific lab. Report 0429U only for Omnipathology Oropharyngeal HPV PCR Test from OmniPathology Solutions Medical Corporation. The test evaluates an oropharyngeal swab specimen for the presence of DNA associated with 14 high–risk types of human papilloma virus (HPV) listed in the code. Explanation Using an automated molecular polymerase chain reaction (PCR) testing platform, the lab analyst processes an oropharyngeal swab specimen to detect 14 high–risk human papilloma virus (HPV) genotypes: 16, 18, 31, 33, 35, 39, 45, 51, 52, 56, 58, 59, 66, and 68. The platform incorporates sample preparation, nucleic acid amplification, target detection, analysis, and reporting. Clinicians may order this test for patients with symptoms or at high risk for oropharyngeal HPV infection. If present, the test detects the HPV high–risk types in the mouth and throat to allow treatment or promote preventive measures. HPV infection of the mouth and throat is strongly associated with progression to oral cancer. Terminology Amplification: Making more copies of a desired gene for study by processes such as polymerase chain reaction (PCR) or transcription of DNA to RNA and reverse transcription from RNA to make an additional copy of the DNA. Deoxyribonucleic acid (DNA): A form of nucleic acid that consists of a sequence of specific biological chemicals (nucleotides) that carry genetic information. Human papillomavirus (HPV): Virus that causes warts on skin and mucous membranes in humans, especially genital warts; some papillomaviruses can cause cancer. Oropharyngeal specimen: A laboratory specimen taken from the part of the throat open to the mouth using a special swab; the technician swabs both tonsillar pillars and the posterior oropharynx; an oropharyngeal specimen is usually performed when a nasopharyngeal specimen cannot be obtained. Polymerase chain reaction (PCR): A rapid technique for making more copies (amplifying) of a DNA or RNA sequence used in the laboratory. Tips Use this code only for the appropriate proprietary test; report one unit of this code for a single specimen analyzed on a single date of service. Additional Info “U” codes are included in the CPT® code set to identify specific proprietary laboratory analyses (PLA) tests. PLA codes take precedence over the usual 80000 series codes for laboratory/pathology. Use this code only for the above–described test; do not report this test using any other CPT® code. PLA code descriptors follow existing code conventions when possible, and lab techniques used include multianalyte assays with algorithmic analyses (MAAA) and genomic sequencing procedures (GSP), among others. Read Less | Range Specific Guideline Proprietary laboratory analyses (PLA) codes describe proprietary clinical laboratory analyses and can be either provided by a single ("sole-source") laboratory or licensed or marketed to multiple providing laboratories (eg, cleared or approved by the Food and Drug Administration [FDA]). This subsection includes advanced diagnostic laboratory tests (ADLTs) and clinical diagnostic laboratory tests (CDLTs), as defined under the Protecting Access to Medicare Act (PAMA) of 2014. These analyses may include a range of medical laboratory tests including, but not limited to, multianalyte assays with algorithmic analyses (MAAA) and genomic sequencing procedures (GSP). The descriptor nomenclature follows, where possible, existing code conventions (eg, MAAA, GSP). Unless specifically noted, even though the Proprietary Laboratory Analyses section of the code set is located at the end of the Pathology and Laboratory section of the code set, a PLA code does not fulfill Category I code criteria. PLA codes are not required to fulfill the Category I criteria. The standards for inclusion in the PLA section are: The test must be commercially available in the United States for use on human specimens and The clinical laboratory or manufacturer that offers the test must request the code. For similar laboratory analyses that fulfill Category I criteria, see codes listed in the numeric 80000 series. When a PLA code is available to report a given proprietary laboratory service, that PLA code takes precedence. The service should not be reported with any other CPT® code(s) and other CPT® code(s) should not be used to report services that may be reported with that specific PLA code. These codes encompass all analytical services required for the analysis (eg, cell lysis, nucleic acid stabilization, extraction, digestion, amplification, hybridization and detection). For molecular analyses, additional procedures that are required prior to cell lysis (eg, microdissection [codes 88380 and 88381]) may be reported separately. Codes in this subsection are released on a quarterly basis to expedite dissemination for reporting. PLA codes will be published electronically on the AMA CPT® website (ama-assn.org/cpt-pla-codes), distributed via CPT® data files on a quarterly basis, and, at a minimum, made available in print annually in the CPT® codebook. See the Introduction section of the CPT® code set for a complete list of the dates of release and implementation. All codes that are included in this section are also included in Appendix O, with the procedure's proprietary name. In order to report a PLA code, the analysis performed must fulfill the code descriptor and must be the test represented by the proprietary name listed in Appendix O. In some instances, the descriptor language of PLA codes may be identical and the code may only be differentiated by the listed proprietary name in Appendix O. When more than one PLA has an identical descriptor, the codes will be denoted by the symbol "â™“." All PLA tests will have assigned codes in the PLA section of the code set. Any PLA coded test(s) that satisfies Category I criteria and has been accepted by the CPT® Editorial Panel will be designated by the addition of the symbol "^" to the existing PLA code and will remain in the PLA section of the code set. If a proprietary test has already been accepted for a Category I code and a code has not been published, subsequent application for a PLA code will take precedence. The code will only be placed in the PLA section. The accuracy of a PLA code is to be maintained by the original applicant, or the current owner of the test kit or laboratory performing the proprietary test. A new PLA code is required when: 1. Additional nucleic acid (DNA or RNA) and/or protein analysis(es) are added to the current PLA test, or 2. The name of the PLA test has changed in association with changes in test performance or test characteristics. The addition or modification of the therapeutic applications of the test require submission of a code change application, but it may not require a new code number. | 0001U-0599U | https://www.aapc.com/codes/cpt-codes/0429U | 2025-10-27T18:35:57.730314Z
0430U | Gastroenterology, malabsorption evaluation of alpha-1-antitrypsin, calprotectin, pancreatic elastase and reducing substances, feces, quantitative | This is a Proprietary Laboratory Analyses (PLA) code, meaning that the code applies to only one unique lab test made by a specific manufacturer or performed by a specific lab. Report 0430U only for Malabsorption Evaluation Panel from Mayo Clinic/Mayo Clinic Laboratories. The test evaluates a fecal specimen for the levels of four biomarkers listed in the code that can help with diagnosis and differentiation of malabsorption in the gastrointestinal tract. Explanation The lab analyst measures the levels of the biomarkers alpha–1–antitrypsin (A1AT), fecal calprotectin (FC), pancreatic elastase (PE), and reducing substances in a fecal specimen. The lab methods include immunonephelometry for A1AT, enzyme–linked immunosorbent assay (ELISA) for FC and PE, and copper sulfate reaction with reducing substances. Clinicians may order this test for patients with symptoms such as chronic diarrhea or unexplained weight loss that could indicate gastrointestinal (GI) malabsorption or to differentiate between conditions such as pancreatic insufficiency or inflammatory bowel that could cause malabsorption. Terminology Enzyme–linked immunosorbent assay (ELISA): A laboratory testing method using an enzyme attached to an antigen or antibody used as a marker to detect a specific substance, such as another antigen or antibody. Immunonephelometry: Measurement of the intensity of reflected light to characterize antigens and antibodies in a specimen. Malabsorption: Failure of the digestive system to properly take in nutrients from foods; it can be due to illness, disease, or acquired as a result of various surgical procedures to treat morbid obesity. Tips Use this code only for the appropriate proprietary test; report one unit of this code for a single specimen analyzed on a single date of service. Do not report codes for underlying tests included in this panel, such as 82103, 83993, or 82653, instead of or in addition to 0430U. Additional Info “U” codes are included in the CPT® code set to identify specific proprietary laboratory analyses (PLA) tests. PLA codes take precedence over the usual 80000 series codes for laboratory/pathology. Use this code only for the above–described test; do not report this test using any other CPT® code. PLA code descriptors follow existing code conventions when possible, and lab techniques used include multianalyte assays with algorithmic analyses (MAAA) and genomic sequencing procedures (GSP), among others. Read Less | Range Specific Guideline Proprietary laboratory analyses (PLA) codes describe proprietary clinical laboratory analyses and can be either provided by a single ("sole-source") laboratory or licensed or marketed to multiple providing laboratories (eg, cleared or approved by the Food and Drug Administration [FDA]). This subsection includes advanced diagnostic laboratory tests (ADLTs) and clinical diagnostic laboratory tests (CDLTs), as defined under the Protecting Access to Medicare Act (PAMA) of 2014. These analyses may include a range of medical laboratory tests including, but not limited to, multianalyte assays with algorithmic analyses (MAAA) and genomic sequencing procedures (GSP). The descriptor nomenclature follows, where possible, existing code conventions (eg, MAAA, GSP). Unless specifically noted, even though the Proprietary Laboratory Analyses section of the code set is located at the end of the Pathology and Laboratory section of the code set, a PLA code does not fulfill Category I code criteria. PLA codes are not required to fulfill the Category I criteria. The standards for inclusion in the PLA section are: The test must be commercially available in the United States for use on human specimens and The clinical laboratory or manufacturer that offers the test must request the code. For similar laboratory analyses that fulfill Category I criteria, see codes listed in the numeric 80000 series. When a PLA code is available to report a given proprietary laboratory service, that PLA code takes precedence. The service should not be reported with any other CPT® code(s) and other CPT® code(s) should not be used to report services that may be reported with that specific PLA code. These codes encompass all analytical services required for the analysis (eg, cell lysis, nucleic acid stabilization, extraction, digestion, amplification, hybridization and detection). For molecular analyses, additional procedures that are required prior to cell lysis (eg, microdissection [codes 88380 and 88381]) may be reported separately. Codes in this subsection are released on a quarterly basis to expedite dissemination for reporting. PLA codes will be published electronically on the AMA CPT® website (ama-assn.org/cpt-pla-codes), distributed via CPT® data files on a quarterly basis, and, at a minimum, made available in print annually in the CPT® codebook. See the Introduction section of the CPT® code set for a complete list of the dates of release and implementation. All codes that are included in this section are also included in Appendix O, with the procedure's proprietary name. In order to report a PLA code, the analysis performed must fulfill the code descriptor and must be the test represented by the proprietary name listed in Appendix O. In some instances, the descriptor language of PLA codes may be identical and the code may only be differentiated by the listed proprietary name in Appendix O. When more than one PLA has an identical descriptor, the codes will be denoted by the symbol "â™“." All PLA tests will have assigned codes in the PLA section of the code set. Any PLA coded test(s) that satisfies Category I criteria and has been accepted by the CPT® Editorial Panel will be designated by the addition of the symbol "^" to the existing PLA code and will remain in the PLA section of the code set. If a proprietary test has already been accepted for a Category I code and a code has not been published, subsequent application for a PLA code will take precedence. The code will only be placed in the PLA section. The accuracy of a PLA code is to be maintained by the original applicant, or the current owner of the test kit or laboratory performing the proprietary test. A new PLA code is required when: 1. Additional nucleic acid (DNA or RNA) and/or protein analysis(es) are added to the current PLA test, or 2. The name of the PLA test has changed in association with changes in test performance or test characteristics. The addition or modification of the therapeutic applications of the test require submission of a code change application, but it may not require a new code number. | 0001U-0599U | https://www.aapc.com/codes/cpt-codes/0430U | 2025-10-27T18:36:15.701604Z
0431U | Glycine receptor alpha1 IgG, serum or cerebrospinal fluid (CSF), live cell-binding assay (LCBA), qualitative | This is a Proprietary Laboratory Analyses (PLA) code, meaning that the code applies to only one unique lab test made by a specific manufacturer or performed by a specific lab. Report 0431U only for Glycine Receptor Alpha1 IgG from Mayo Clinic/Mayo Clinic Laboratories. Using a live–cell binding method, the test evaluates a cerebrospinal fluid (CSF) or serum specimen for the presence of immunoglobulin G (IgG) for alpha–1 subunit of glycine receptor, which is a biomarker for the autoimmune stiff–person spectrum of disorders. Explanation The lab analyst grows specific live cells that can encode alpha–1 subunit of glycine receptor in the presence of doxycycline (an antibiotic also used for lab purposes). Patient cerebrospinal fluid (CSF) or serum is added to cell cultures with and without doxycycline. CSF or serum containing IgG specific for glycine receptor alpha–1 will be positive on cells with doxycycline, as evidenced by a fluorophore marker. Clinicians may order this test for patients with symptoms such as exaggerated startle, spasms, and stiffness of the limbs and/or core. The test can aid in the diagnosis of autoimmune stiff person spectrum disorders. The spectrum includes stiff limb, stiff trunk, or stiff person syndrome, or progressive encephalomyelitis (brain and spinal cord inflammation) with rigidity and myoclonus (PERM), which can be fatal. Terminology Autoimmune disease: Disease caused by the reaction of antibodies against the body's own proteins. Cerebrospinal fluid (CSF): A clear serum–like fluid that circulates in the ventricles of the brain and around the surface of the brain and spinal cord; it helps maintain uniform pressure within the spinal cord and brain. Serum: The clear liquid portion of blood that is not cellular and contains important components such as antibodies, proteins produced in blood that are activated as part of the immune response to neutralize specific invaders such as bacteria or viruses. Stiff person spectrum disorder (SPSD): A group of conditions characterized by startle, spasms, and stiffness of the limbs and/or trunk due to autoimmune antibodies. Tips Use this code only for the appropriate proprietary test; report one unit of this code for a single specimen analyzed on a single date of service. Some payers may pay separately for collecting the specimen. Additional Info “U” codes are included in the CPT® code set to identify specific proprietary laboratory analyses (PLA) tests. PLA codes take precedence over the usual 80000 series codes for laboratory/pathology. Use this code only for the above–described test; do not report this test using any other CPT® code. PLA code descriptors follow existing code conventions when possible, and lab techniques used include multianalyte assays with algorithmic analyses (MAAA) and genomic sequencing procedures (GSP), among others. Read Less | Range Specific Guideline Proprietary laboratory analyses (PLA) codes describe proprietary clinical laboratory analyses and can be either provided by a single ("sole-source") laboratory or licensed or marketed to multiple providing laboratories (eg, cleared or approved by the Food and Drug Administration [FDA]). This subsection includes advanced diagnostic laboratory tests (ADLTs) and clinical diagnostic laboratory tests (CDLTs), as defined under the Protecting Access to Medicare Act (PAMA) of 2014. These analyses may include a range of medical laboratory tests including, but not limited to, multianalyte assays with algorithmic analyses (MAAA) and genomic sequencing procedures (GSP). The descriptor nomenclature follows, where possible, existing code conventions (eg, MAAA, GSP). Unless specifically noted, even though the Proprietary Laboratory Analyses section of the code set is located at the end of the Pathology and Laboratory section of the code set, a PLA code does not fulfill Category I code criteria. PLA codes are not required to fulfill the Category I criteria. The standards for inclusion in the PLA section are: The test must be commercially available in the United States for use on human specimens and The clinical laboratory or manufacturer that offers the test must request the code. For similar laboratory analyses that fulfill Category I criteria, see codes listed in the numeric 80000 series. When a PLA code is available to report a given proprietary laboratory service, that PLA code takes precedence. The service should not be reported with any other CPT® code(s) and other CPT® code(s) should not be used to report services that may be reported with that specific PLA code. These codes encompass all analytical services required for the analysis (eg, cell lysis, nucleic acid stabilization, extraction, digestion, amplification, hybridization and detection). For molecular analyses, additional procedures that are required prior to cell lysis (eg, microdissection [codes 88380 and 88381]) may be reported separately. Codes in this subsection are released on a quarterly basis to expedite dissemination for reporting. PLA codes will be published electronically on the AMA CPT® website (ama-assn.org/cpt-pla-codes), distributed via CPT® data files on a quarterly basis, and, at a minimum, made available in print annually in the CPT® codebook. See the Introduction section of the CPT® code set for a complete list of the dates of release and implementation. All codes that are included in this section are also included in Appendix O, with the procedure's proprietary name. In order to report a PLA code, the analysis performed must fulfill the code descriptor and must be the test represented by the proprietary name listed in Appendix O. In some instances, the descriptor language of PLA codes may be identical and the code may only be differentiated by the listed proprietary name in Appendix O. When more than one PLA has an identical descriptor, the codes will be denoted by the symbol "â™“." All PLA tests will have assigned codes in the PLA section of the code set. Any PLA coded test(s) that satisfies Category I criteria and has been accepted by the CPT® Editorial Panel will be designated by the addition of the symbol "^" to the existing PLA code and will remain in the PLA section of the code set. If a proprietary test has already been accepted for a Category I code and a code has not been published, subsequent application for a PLA code will take precedence. The code will only be placed in the PLA section. The accuracy of a PLA code is to be maintained by the original applicant, or the current owner of the test kit or laboratory performing the proprietary test. A new PLA code is required when: 1. Additional nucleic acid (DNA or RNA) and/or protein analysis(es) are added to the current PLA test, or 2. The name of the PLA test has changed in association with changes in test performance or test characteristics. The addition or modification of the therapeutic applications of the test require submission of a code change application, but it may not require a new code number. | 0001U-0599U | https://www.aapc.com/codes/cpt-codes/0431U | 2025-10-27T18:36:33.861542Z
0432U | Kelch-like protein 11 (KLHL11) antibody, serum or cerebrospinal fluid (CSF), cell-binding assay, qualitative | This is a Proprietary Laboratory Analyses (PLA) code, meaning that the code applies to only one unique lab test made by a specific manufacturer or performed by a specific lab. Report 0432U only for Kelch–Like Protein 11 Antibody from Mayo Clinic/Mayo Clinic Laboratories. Using a cell binding assay method, the test evaluates a cerebrospinal fluid (CSF) or serum specimen for the presence of Kelch–Like Protein 11 (KLHL11) Antibody, which is a biomarker for autoimmune or neoplasm–associated encephalitis. Explanation The lab analyst uses specific cultured cells encoded with Kelch–Like Protein 11 (KLHL11) and tagged with a fluorescent protein. Patient cerebrospinal fluid (CSF) or serum is added to wells containing the cells and scanned with digital imaging to detect positive reaction between cells in the plates and specimens containing KLHL11 antibody. Clinicians may order this test for patients with encephalitis symptoms such as inflammation and ataxia (jerky muscle movement). The test may aid in the diagnosis of autoimmune encephalitis, in which antibodies produced by the body attack the brain/nervous system. KLHL11 may also be positive in testicular cancer. Terminology Ataxia: Neurologic condition characterized by lack of voluntary coordination and muscle movement, with unsteady, jerky motion. Autoimmune disease: Disease caused by the reaction of antibodies against the body's own proteins. Cerebrospinal fluid (CSF): A clear serum–like fluid that circulates in the ventricles of the brain and around the surface of the brain and spinal cord; it helps maintain uniform pressure within the spinal cord and brain. Encephalitis: Inflammation and/or swelling of the brain. Serum: The clear liquid portion of blood that is not cellular and contains important components such as antibodies, proteins produced in blood that are activated as part of the immune response to neutralize specific invaders such as bacteria or viruses. Tips Use this code only for the appropriate proprietary test; report one unit of this code for a single specimen analyzed on a single date of service. Some payers may pay separately for collecting the specimen. Additional Info “U” codes are included in the CPT® code set to identify specific proprietary laboratory analyses (PLA) tests. PLA codes take precedence over the usual 80000 series codes for laboratory/pathology. Use this code only for the above–described test; do not report this test using any other CPT® code. PLA code descriptors follow existing code conventions when possible, and lab techniques used include multianalyte assays with algorithmic analyses (MAAA) and genomic sequencing procedures (GSP), among others. Read Less | Range Specific Guideline Proprietary laboratory analyses (PLA) codes describe proprietary clinical laboratory analyses and can be either provided by a single ("sole-source") laboratory or licensed or marketed to multiple providing laboratories (eg, cleared or approved by the Food and Drug Administration [FDA]). This subsection includes advanced diagnostic laboratory tests (ADLTs) and clinical diagnostic laboratory tests (CDLTs), as defined under the Protecting Access to Medicare Act (PAMA) of 2014. These analyses may include a range of medical laboratory tests including, but not limited to, multianalyte assays with algorithmic analyses (MAAA) and genomic sequencing procedures (GSP). The descriptor nomenclature follows, where possible, existing code conventions (eg, MAAA, GSP). Unless specifically noted, even though the Proprietary Laboratory Analyses section of the code set is located at the end of the Pathology and Laboratory section of the code set, a PLA code does not fulfill Category I code criteria. PLA codes are not required to fulfill the Category I criteria. The standards for inclusion in the PLA section are: The test must be commercially available in the United States for use on human specimens and The clinical laboratory or manufacturer that offers the test must request the code. For similar laboratory analyses that fulfill Category I criteria, see codes listed in the numeric 80000 series. When a PLA code is available to report a given proprietary laboratory service, that PLA code takes precedence. The service should not be reported with any other CPT® code(s) and other CPT® code(s) should not be used to report services that may be reported with that specific PLA code. These codes encompass all analytical services required for the analysis (eg, cell lysis, nucleic acid stabilization, extraction, digestion, amplification, hybridization and detection). For molecular analyses, additional procedures that are required prior to cell lysis (eg, microdissection [codes 88380 and 88381]) may be reported separately. Codes in this subsection are released on a quarterly basis to expedite dissemination for reporting. PLA codes will be published electronically on the AMA CPT® website (ama-assn.org/cpt-pla-codes), distributed via CPT® data files on a quarterly basis, and, at a minimum, made available in print annually in the CPT® codebook. See the Introduction section of the CPT® code set for a complete list of the dates of release and implementation. All codes that are included in this section are also included in Appendix O, with the procedure's proprietary name. In order to report a PLA code, the analysis performed must fulfill the code descriptor and must be the test represented by the proprietary name listed in Appendix O. In some instances, the descriptor language of PLA codes may be identical and the code may only be differentiated by the listed proprietary name in Appendix O. When more than one PLA has an identical descriptor, the codes will be denoted by the symbol "â™“." All PLA tests will have assigned codes in the PLA section of the code set. Any PLA coded test(s) that satisfies Category I criteria and has been accepted by the CPT® Editorial Panel will be designated by the addition of the symbol "^" to the existing PLA code and will remain in the PLA section of the code set. If a proprietary test has already been accepted for a Category I code and a code has not been published, subsequent application for a PLA code will take precedence. The code will only be placed in the PLA section. The accuracy of a PLA code is to be maintained by the original applicant, or the current owner of the test kit or laboratory performing the proprietary test. A new PLA code is required when: 1. Additional nucleic acid (DNA or RNA) and/or protein analysis(es) are added to the current PLA test, or 2. The name of the PLA test has changed in association with changes in test performance or test characteristics. The addition or modification of the therapeutic applications of the test require submission of a code change application, but it may not require a new code number. | 0001U-0599U | https://www.aapc.com/codes/cpt-codes/0432U | 2025-10-27T18:36:51.406143Z
0433U | Oncology (prostate), 5 DNA regulatory markers by quantitative PCR, whole blood, algorithm, including prostate-specific antigen, reported as likelihood of cancer | This is a Proprietary Laboratory Analyses (PLA) code, meaning that the code applies to only one unique lab test made by a specific manufacturer or performed by a specific lab. Report 0433U only for EpiSwitch® Prostate Screening Test (PSE) from Oxford BioDynamics Inc. Using a whole blood specimen, the test identifies and quantifies five DNA biomarkers combined with prostate specific antigen (PSA) level to predict the likelihood of prostate cancer. Explanation Using a whole blood specimen, the lab analyst performs quantitative polymerase chain reaction (qPCR) to analyze levels of five DNA prostate cancer biomarkers of nongene (epigenetic) factors that can influence how genes are expressed. For the five DNA loci, the test specifically evaluates chromosome conformation signatures (CCSs), which impact gene activity based on the way that chromosomal DNA is packaged. This is a multianalyte assay with algorithmic analysis (MAAA), which includes the analytical services to produce test results, and uses those results plus patient data for an algorithmic analysis that reports the findings as a probability or risk score. This test evaluates five DNA biomarkers and prostate specific antigen (PSA) levels and reports the findings as a probability score of high or low probability that the patient has prostate cancer. Clinicians may order this test as a noninvasive “liquid biopsy” to screen for prostate cancer. The test has higher sensitivity and specificity than PSA alone, helping clinicians determine if the patient should proceed to biopsy or continue with periodic screening. Terminology Algorithm: A specific set of step–by–step calculations using defined inputs at each step to produce a useful output; for multianalyte assays with algorithmic analyses (MAAA), the output involves some sort of diagnostic or prognostic information about treatment options or disease outcomes. Biomarker, biological marker, biochemical marker: A measurable substance, such as an enzyme, protein, or gene, that is an indicator of a condition, disease, or normal or abnormal process. Chromosome: Found in the nucleus of cells, a chromosome is a DNA molecule that appears as a threadlike structure, especially during cell division; the chromosomes that determine the sex of an individual are called sex chromosomes; males have one Y and one X chromosome, while females have two X chromosomes. Epigenetic: Nongenetic factors that influence how genes are expressed (either activated or suppressed). Liquid biopsy: Blood test to find biomarkers or bits of nucleic acids or cancer cells that break off from a tumor and circulate in the blood; may be useful for finding early–stage cancer. Multianalyte assays with algorithmic analyses (MAAA): A set of codes generally unique to a single clinical laboratory or manufacture; they typically list all the analytic and algorithmic analysis for a type of disease, such cancer; the type and number of analytes, such as proteins; the lab methods, such as immunoassay; the specimen type, such as blood; and the result type, such as prognostic risk score. Polymerase chain reaction (PCR): A rapid technique for making more copies (amplifying) of a DNA or RNA sequence used in the laboratory. Prostate specific antigen (PSA): An enzyme produced in the prostate gland that when elevated indicates the presence of prostate cancer. Tips Use this code only for the appropriate proprietary test; report one unit of this code for a single specimen analyzed on a single date of service. Some payers may pay separately for collecting the specimen. Additional Info “U” codes are included in the CPT® code set to identify specific proprietary laboratory analyses (PLA) tests. PLA codes take precedence over the usual 80000 series codes for laboratory/pathology. Use this code only for the above–described test; do not report this test using any other CPT® code. PLA code descriptors follow existing code conventions when possible, and lab techniques used include multianalyte assays with algorithmic analyses (MAAA) and genomic sequencing procedures (GSP), among others. Read Less | Range Specific Guideline Proprietary laboratory analyses (PLA) codes describe proprietary clinical laboratory analyses and can be either provided by a single ("sole-source") laboratory or licensed or marketed to multiple providing laboratories (eg, cleared or approved by the Food and Drug Administration [FDA]). This subsection includes advanced diagnostic laboratory tests (ADLTs) and clinical diagnostic laboratory tests (CDLTs), as defined under the Protecting Access to Medicare Act (PAMA) of 2014. These analyses may include a range of medical laboratory tests including, but not limited to, multianalyte assays with algorithmic analyses (MAAA) and genomic sequencing procedures (GSP). The descriptor nomenclature follows, where possible, existing code conventions (eg, MAAA, GSP). Unless specifically noted, even though the Proprietary Laboratory Analyses section of the code set is located at the end of the Pathology and Laboratory section of the code set, a PLA code does not fulfill Category I code criteria. PLA codes are not required to fulfill the Category I criteria. The standards for inclusion in the PLA section are: The test must be commercially available in the United States for use on human specimens and The clinical laboratory or manufacturer that offers the test must request the code. For similar laboratory analyses that fulfill Category I criteria, see codes listed in the numeric 80000 series. When a PLA code is available to report a given proprietary laboratory service, that PLA code takes precedence. The service should not be reported with any other CPT® code(s) and other CPT® code(s) should not be used to report services that may be reported with that specific PLA code. These codes encompass all analytical services required for the analysis (eg, cell lysis, nucleic acid stabilization, extraction, digestion, amplification, hybridization and detection). For molecular analyses, additional procedures that are required prior to cell lysis (eg, microdissection [codes 88380 and 88381]) may be reported separately. Codes in this subsection are released on a quarterly basis to expedite dissemination for reporting. PLA codes will be published electronically on the AMA CPT® website (ama-assn.org/cpt-pla-codes), distributed via CPT® data files on a quarterly basis, and, at a minimum, made available in print annually in the CPT® codebook. See the Introduction section of the CPT® code set for a complete list of the dates of release and implementation. All codes that are included in this section are also included in Appendix O, with the procedure's proprietary name. In order to report a PLA code, the analysis performed must fulfill the code descriptor and must be the test represented by the proprietary name listed in Appendix O. In some instances, the descriptor language of PLA codes may be identical and the code may only be differentiated by the listed proprietary name in Appendix O. When more than one PLA has an identical descriptor, the codes will be denoted by the symbol "â™“." All PLA tests will have assigned codes in the PLA section of the code set. Any PLA coded test(s) that satisfies Category I criteria and has been accepted by the CPT® Editorial Panel will be designated by the addition of the symbol "^" to the existing PLA code and will remain in the PLA section of the code set. If a proprietary test has already been accepted for a Category I code and a code has not been published, subsequent application for a PLA code will take precedence. The code will only be placed in the PLA section. The accuracy of a PLA code is to be maintained by the original applicant, or the current owner of the test kit or laboratory performing the proprietary test. A new PLA code is required when: 1. Additional nucleic acid (DNA or RNA) and/or protein analysis(es) are added to the current PLA test, or 2. The name of the PLA test has changed in association with changes in test performance or test characteristics. The addition or modification of the therapeutic applications of the test require submission of a code change application, but it may not require a new code number. | 0001U-0599U | https://www.aapc.com/codes/cpt-codes/0433U | 2025-10-27T18:37:09.187495Z
0434U | Drug metabolism (adverse drug reactions and drug response), genomic analysis panel, variant analysis of 25 genes with reported phenotypes | Lay Term | Range Specific Guideline Proprietary laboratory analyses (PLA) codes describe proprietary clinical laboratory analyses and can be either provided by a single ("sole-source") laboratory or licensed or marketed to multiple providing laboratories (eg, cleared or approved by the Food and Drug Administration [FDA]). This subsection includes advanced diagnostic laboratory tests (ADLTs) and clinical diagnostic laboratory tests (CDLTs), as defined under the Protecting Access to Medicare Act (PAMA) of 2014. These analyses may include a range of medical laboratory tests including, but not limited to, multianalyte assays with algorithmic analyses (MAAA) and genomic sequencing procedures (GSP). The descriptor nomenclature follows, where possible, existing code conventions (eg, MAAA, GSP). Unless specifically noted, even though the Proprietary Laboratory Analyses section of the code set is located at the end of the Pathology and Laboratory section of the code set, a PLA code does not fulfill Category I code criteria. PLA codes are not required to fulfill the Category I criteria. The standards for inclusion in the PLA section are: The test must be commercially available in the United States for use on human specimens and The clinical laboratory or manufacturer that offers the test must request the code. For similar laboratory analyses that fulfill Category I criteria, see codes listed in the numeric 80000 series. When a PLA code is available to report a given proprietary laboratory service, that PLA code takes precedence. The service should not be reported with any other CPT® code(s) and other CPT® code(s) should not be used to report services that may be reported with that specific PLA code. These codes encompass all analytical services required for the analysis (eg, cell lysis, nucleic acid stabilization, extraction, digestion, amplification, hybridization and detection). For molecular analyses, additional procedures that are required prior to cell lysis (eg, microdissection [codes 88380 and 88381]) may be reported separately. Codes in this subsection are released on a quarterly basis to expedite dissemination for reporting. PLA codes will be published electronically on the AMA CPT® website (ama-assn.org/cpt-pla-codes), distributed via CPT® data files on a quarterly basis, and, at a minimum, made available in print annually in the CPT® codebook. See the Introduction section of the CPT® code set for a complete list of the dates of release and implementation. All codes that are included in this section are also included in Appendix O, with the procedure's proprietary name. In order to report a PLA code, the analysis performed must fulfill the code descriptor and must be the test represented by the proprietary name listed in Appendix O. In some instances, the descriptor language of PLA codes may be identical and the code may only be differentiated by the listed proprietary name in Appendix O. When more than one PLA has an identical descriptor, the codes will be denoted by the symbol "â™“." All PLA tests will have assigned codes in the PLA section of the code set. Any PLA coded test(s) that satisfies Category I criteria and has been accepted by the CPT® Editorial Panel will be designated by the addition of the symbol "^" to the existing PLA code and will remain in the PLA section of the code set. If a proprietary test has already been accepted for a Category I code and a code has not been published, subsequent application for a PLA code will take precedence. The code will only be placed in the PLA section. The accuracy of a PLA code is to be maintained by the original applicant, or the current owner of the test kit or laboratory performing the proprietary test. A new PLA code is required when: 1. Additional nucleic acid (DNA or RNA) and/or protein analysis(es) are added to the current PLA test, or 2. The name of the PLA test has changed in association with changes in test performance or test characteristics. The addition or modification of the therapeutic applications of the test require submission of a code change application, but it may not require a new code number. | 0001U-0599U | https://www.aapc.com/codes/cpt-codes/0434U | 2025-10-27T18:37:39.564621Z
0435U | Oncology, chemotherapeutic drug cytotoxicity assay of cancer stem cells (CSCs), from cultured CSCs and primary tumor cells, categorical drug response reported based on cytotoxicity percentage observed, minimum of 14 drugs or drug combinations | This is a Proprietary Laboratory Analyses (PLA) code, meaning that the code applies to only one unique lab test made by a specific manufacturer or performed by a specific lab. Report 0435U only for ChemoID® from ChemoID® Lab and Cordgenics LLC. Using bulk tumor cells and cultured cancer stem cells from a fresh tumor biopsy, the test is a drug–response assay for the cytotoxicity effect of a minimum of 14 chemotherapy drugs or drug combinations. Explanation Using a fresh tumor biopsy, the lab analyst cultures both bulk tumor cells and cancer stem cells (CSCs) in a medium unfavorable to normal stromal cells, and enriches the CSCs. The analyst exposes the cultured cells to at least 14 chemotherapy drugs or drug combinations and dosages specified by the oncologist. The test generates a prioritized list of effective and ineffective chemotherapies based on the percentage of tumor–derived cells and CSCs that are killed using each drug or their combinations. The response curve is presented graphically as a cytotoxic index. Cytotoxic means toxic to cells. The results help determine which chemotherapy agents or combinations will kill both bulk tumor cells and cancer stem cells that are known to cause recurrence of the cancer. The rationale behind this assay is that in the course of standard chemotherapy regimens, bulk tumor cells are destroyed while the more resistant cancer stem cells survive, which can result in recurrence of the cancer. Clinicians may order this test to customize a treatment regimen that will not only destroy the existing cancer, but also prevent recurrence. Terminology Biopsy: To remove a portion or the entirety of suspicious tissue for pathologic examination; types of biopsies include excisional, incisional, punch, needle, open. Chemotherapy agent: Drugs used for cancer treatment; also known as cytotoxic agents. Culture: To cultivate the growth of bacteria or other organisms or tissue cells in an artificial medium prepared with specific nutrients and incubated under specific conditions to encourage reproduction and growth of specific types of cells. Stem cells: Immature (undifferentiated) cells that develop into a variety of other cells types. Stromal cells: Connective tissue cells, such as fibroblasts, of any organ that support the function of the parenchymal cells (functional as opposed to structural or support cells) of that organ. Tips Use this code only for the appropriate proprietary test; report one unit of this code for a single specimen analyzed on a single date of service. Additional Info “U” codes are included in the CPT® code set to identify specific proprietary laboratory analyses (PLA) tests. PLA codes take precedence over the usual 80000 series codes for laboratory/pathology. Use this code only for the above–described test; do not report this test using any other CPT® code. PLA code descriptors follow existing code conventions when possible, and lab techniques used include multianalyte assays with algorithmic analyses (MAAA) and genomic sequencing procedures (GSP), among others. Read Less | Range Specific Guideline Proprietary laboratory analyses (PLA) codes describe proprietary clinical laboratory analyses and can be either provided by a single ("sole-source") laboratory or licensed or marketed to multiple providing laboratories (eg, cleared or approved by the Food and Drug Administration [FDA]). This subsection includes advanced diagnostic laboratory tests (ADLTs) and clinical diagnostic laboratory tests (CDLTs), as defined under the Protecting Access to Medicare Act (PAMA) of 2014. These analyses may include a range of medical laboratory tests including, but not limited to, multianalyte assays with algorithmic analyses (MAAA) and genomic sequencing procedures (GSP). The descriptor nomenclature follows, where possible, existing code conventions (eg, MAAA, GSP). Unless specifically noted, even though the Proprietary Laboratory Analyses section of the code set is located at the end of the Pathology and Laboratory section of the code set, a PLA code does not fulfill Category I code criteria. PLA codes are not required to fulfill the Category I criteria. The standards for inclusion in the PLA section are: The test must be commercially available in the United States for use on human specimens and The clinical laboratory or manufacturer that offers the test must request the code. For similar laboratory analyses that fulfill Category I criteria, see codes listed in the numeric 80000 series. When a PLA code is available to report a given proprietary laboratory service, that PLA code takes precedence. The service should not be reported with any other CPT® code(s) and other CPT® code(s) should not be used to report services that may be reported with that specific PLA code. These codes encompass all analytical services required for the analysis (eg, cell lysis, nucleic acid stabilization, extraction, digestion, amplification, hybridization and detection). For molecular analyses, additional procedures that are required prior to cell lysis (eg, microdissection [codes 88380 and 88381]) may be reported separately. Codes in this subsection are released on a quarterly basis to expedite dissemination for reporting. PLA codes will be published electronically on the AMA CPT® website (ama-assn.org/cpt-pla-codes), distributed via CPT® data files on a quarterly basis, and, at a minimum, made available in print annually in the CPT® codebook. See the Introduction section of the CPT® code set for a complete list of the dates of release and implementation. All codes that are included in this section are also included in Appendix O, with the procedure's proprietary name. In order to report a PLA code, the analysis performed must fulfill the code descriptor and must be the test represented by the proprietary name listed in Appendix O. In some instances, the descriptor language of PLA codes may be identical and the code may only be differentiated by the listed proprietary name in Appendix O. When more than one PLA has an identical descriptor, the codes will be denoted by the symbol "â™“." All PLA tests will have assigned codes in the PLA section of the code set. Any PLA coded test(s) that satisfies Category I criteria and has been accepted by the CPT® Editorial Panel will be designated by the addition of the symbol "^" to the existing PLA code and will remain in the PLA section of the code set. If a proprietary test has already been accepted for a Category I code and a code has not been published, subsequent application for a PLA code will take precedence. The code will only be placed in the PLA section. The accuracy of a PLA code is to be maintained by the original applicant, or the current owner of the test kit or laboratory performing the proprietary test. A new PLA code is required when: 1. Additional nucleic acid (DNA or RNA) and/or protein analysis(es) are added to the current PLA test, or 2. The name of the PLA test has changed in association with changes in test performance or test characteristics. The addition or modification of the therapeutic applications of the test require submission of a code change application, but it may not require a new code number. | 0001U-0599U | https://www.aapc.com/codes/cpt-codes/0435U | 2025-10-27T18:37:57.520801Z
0436U | Oncology (lung), plasma analysis of 388 proteins, using aptamer-based proteomics technology, predictive algorithm reported as clinical benefit from immune checkpoint inhibitor therapy | This is a Proprietary Laboratory Analyses (PLA) code, meaning that the code applies to only one unique lab test made by a specific manufacturer or performed by a specific lab. Report 0436U only for PROphet® NSCLC Test from OncoHost Inc. The test assesses a plasma specimen from a patient with non–small cell lung cancer (NSCLC) for the level of 388 proteins. Using an algorithmic analysis of the results, the test reports the probable clinical benefit from immune checkpoint inhibitor therapy such as anti–PD–1/PD–L1 treatment plans. Explanation The lab analyst measures the level of 388 proteins in a plasma specimen of a patient with non–small cell lung cancer (NSCLC) using a specialized platform with single–stranded nucleotides called aptamers, which bind to target proteins. This is a multianalyte assay with algorithmic analysis (MAAA), which includes the analytical services to produce test results and uses those results as raw data for an algorithmic analysis that reports the findings as a probability or risk score. Code 0436U reports the findings as the probable clinical benefit from immune checkpoint inhibitor therapy such as anti–PD–1/PD–L1 treatment plans. Clinicians may order this test for patients with NSCLC. The common first–line treatment for NSCLC patients is the immune checkpoint–inhibitor therapy anti–PD–1/PD–L1. Checkpoint proteins slow the immune response, and some cancers produce the proteins, allowing the cancer to grow unchecked. Certain drugs act as immunotherapy to inhibit the checkpoint proteins, thus enabling the body’s own immune response to attack cancer cells. The 0436U test provides clinicians with a probability of clinical benefit from immune checkpoint–inhibitor drugs, like PD–1 inhibitors such as pembrolizumab (Keytruda), nivolumab (Opdivo), and cemiplimab (Libtayo). The test also addresses PD–L1 inhibitor drugs such as atezolizumab (Tecentriq), avelumab (Bavencio), and durvalumab (Imfinzi). Terminology Algorithm: A specific set of step–by–step calculations using defined inputs at each step to produce a useful output; for multianalyte assays with algorithmic analyses (MAAA), the output involves some sort of diagnostic or prognostic information about treatment options or disease outcomes. Biomarker, biological marker, biochemical marker: A measurable substance, such as an enzyme, protein, or gene, that is an indicator of a condition, disease, or normal or abnormal process. Multianalyte assays with algorithmic analyses (MAAA): A set of codes generally unique to a single clinical laboratory or manufacture; they typically list all the analytic and algorithmic analysis for a type of disease, such cancer; the type and number of analytes, such as proteins; the lab methods, such as immunoassay; the specimen type, such as blood; and the result type, such as prognostic risk score. Plasma: The liquid portion of blood that typically suspends blood cells; plasma accounts for about 55 percent of blood volume and contains important components such as proteins, electrolytes, hormones, and coagulation factors. Proteomics: The activity, composition, structure, and interaction of proteins as they relate to how an organism functions and responds to genomics and environmental conditions. Tips Use this code only for the appropriate proprietary test; report one unit of this code for a single specimen analyzed on a single date of service. Some payers may pay separately for collecting the specimen. Additional Info “U” codes are included in the CPT® code set to identify specific proprietary laboratory analyses (PLA) tests. PLA codes take precedence over the usual 80000 series codes for laboratory/pathology. Use this code only for the above–described test; do not report this test using any other CPT® code. PLA code descriptors follow existing code conventions when possible, and lab techniques used include multianalyte assays with algorithmic analyses (MAAA) and genomic sequencing procedures (GSP), among others. Read Less | Range Specific Guideline Proprietary laboratory analyses (PLA) codes describe proprietary clinical laboratory analyses and can be either provided by a single ("sole-source") laboratory or licensed or marketed to multiple providing laboratories (eg, cleared or approved by the Food and Drug Administration [FDA]). This subsection includes advanced diagnostic laboratory tests (ADLTs) and clinical diagnostic laboratory tests (CDLTs), as defined under the Protecting Access to Medicare Act (PAMA) of 2014. These analyses may include a range of medical laboratory tests including, but not limited to, multianalyte assays with algorithmic analyses (MAAA) and genomic sequencing procedures (GSP). The descriptor nomenclature follows, where possible, existing code conventions (eg, MAAA, GSP). Unless specifically noted, even though the Proprietary Laboratory Analyses section of the code set is located at the end of the Pathology and Laboratory section of the code set, a PLA code does not fulfill Category I code criteria. PLA codes are not required to fulfill the Category I criteria. The standards for inclusion in the PLA section are: The test must be commercially available in the United States for use on human specimens and The clinical laboratory or manufacturer that offers the test must request the code. For similar laboratory analyses that fulfill Category I criteria, see codes listed in the numeric 80000 series. When a PLA code is available to report a given proprietary laboratory service, that PLA code takes precedence. The service should not be reported with any other CPT® code(s) and other CPT® code(s) should not be used to report services that may be reported with that specific PLA code. These codes encompass all analytical services required for the analysis (eg, cell lysis, nucleic acid stabilization, extraction, digestion, amplification, hybridization and detection). For molecular analyses, additional procedures that are required prior to cell lysis (eg, microdissection [codes 88380 and 88381]) may be reported separately. Codes in this subsection are released on a quarterly basis to expedite dissemination for reporting. PLA codes will be published electronically on the AMA CPT® website (ama-assn.org/cpt-pla-codes), distributed via CPT® data files on a quarterly basis, and, at a minimum, made available in print annually in the CPT® codebook. See the Introduction section of the CPT® code set for a complete list of the dates of release and implementation. All codes that are included in this section are also included in Appendix O, with the procedure's proprietary name. In order to report a PLA code, the analysis performed must fulfill the code descriptor and must be the test represented by the proprietary name listed in Appendix O. In some instances, the descriptor language of PLA codes may be identical and the code may only be differentiated by the listed proprietary name in Appendix O. When more than one PLA has an identical descriptor, the codes will be denoted by the symbol "â™“." All PLA tests will have assigned codes in the PLA section of the code set. Any PLA coded test(s) that satisfies Category I criteria and has been accepted by the CPT® Editorial Panel will be designated by the addition of the symbol "^" to the existing PLA code and will remain in the PLA section of the code set. If a proprietary test has already been accepted for a Category I code and a code has not been published, subsequent application for a PLA code will take precedence. The code will only be placed in the PLA section. The accuracy of a PLA code is to be maintained by the original applicant, or the current owner of the test kit or laboratory performing the proprietary test. A new PLA code is required when: 1. Additional nucleic acid (DNA or RNA) and/or protein analysis(es) are added to the current PLA test, or 2. The name of the PLA test has changed in association with changes in test performance or test characteristics. The addition or modification of the therapeutic applications of the test require submission of a code change application, but it may not require a new code number. | 0001U-0599U | https://www.aapc.com/codes/cpt-codes/0436U | 2025-10-27T18:38:15.647621Z
0437U | Psychiatry (anxiety disorders), mRNA, gene expression profiling by RNA sequencing of 15 biomarkers, whole blood, algorithm reported as predictive risk score | This is a Proprietary Laboratory Analyses (PLA) code, meaning that the code applies to only one unique lab test made by a specific manufacturer or performed by a specific lab. Report 0437U only for MindX One™ Blood Test — Anxiety, from MindX Sciences. The test uses a blood specimen for gene expression profiling of 15 genes and algorithmic analysis of the findings to report a predictive risk score for anxiety disorders. Explanation Using a blood specimen, the lab analyst uses a method such as microarray gene expression profiling to identify which biomarkers (15 target genes) are actively expressed, (transcribed to RNA and translated to a protein that performs some function in the body). The lab analyst first stabilizes, extracts, and amplifies RNA from the specimen, then uses microarray technology, which is a slide or plate printed with known DNA sequences that act as probes to detect and quantify complementary sequences from the patient specimen. This is a multianalyte assay with algorithmic analysis (MAAA), which includes the analytical services to produce test results and uses those results plus patient data for an algorithmic analysis that reports the findings as a probability or risk score. The test uses bioinformatics to report a predictive risk score for anxiety disorders. The results include an evaluation of which drug therapies might effectively treat the patient’s condition. Clinicians may order this test to aid in diagnosis of anxiety disorders and to help target and monitor patient response to treatment medications. Terminology Algorithm: A specific set of step–by–step calculations using defined inputs at each step to produce a useful output. Anxiolytics: Drugs used to treat anxiety disorders, sometimes called anti–anxiety drugs. Bioinformatics: Discipline used to gather, store,?and evaluate biological data, such as gene sequences, using computer systems.? Deoxyribonucleic acid (DNA): A form of nucleic acid that consists of a sequence of specific biological chemicals (nucleotides) which carry genetic information.? Gene: Specific nucleic acid sequence associated with a unique function in the body such as production of a specific protein. Gene expression: The two–step process by which cells generate messenger RNA m(RNA) from a DNA template (transcription), then generate a protein from the mRNA template (translation). Multianalyte assays with algorithmic analyses (MAAA): A set of codes generally unique to a single clinical laboratory or manufacture; they typically list all the analytic and algorithmic analysis for a type of disease, such cancer; the type and number of analytes, such as proteins; the lab methods, such as immunoassay; the specimen type, such as blood; and the result type, such as prognostic risk score. Reverse transcription: Generation of a complementary DNA sequence from a template of RNA. Ribonucleic acid (RNA): One of the essential building blocks of life, along with deoxyribonucleic acid (DNA) and proteins; RNA acts as a messenger (mRNA), carrying genetic information from DNA to proteins, helps regulate cellular processes, and, like enzymes, can speed up chemical reactions; RNA, rather than DNA, carries genetic information in some important viruses. Transcription: Generation of complementary mRNA sequence from a DNA template. Tips Use this code only for the appropriate proprietary test; report one unit of this code for a single specimen analyzed on a single date of service. Some payers may pay separately for collecting the specimen. Additional Info “U” codes are included in the CPT® code set to identify specific proprietary laboratory analyses (PLA) tests. PLA codes take precedence over the usual 80000 series codes for laboratory/pathology. Use this code only for the above–described test; do not report this test using any other CPT® code. PLA code descriptors follow existing code conventions when possible, and lab techniques used include multianalyte assays with algorithmic analyses (MAAA) and genomic sequencing procedures (GSP), among others. Read Less | Range Specific Guideline Proprietary laboratory analyses (PLA) codes describe proprietary clinical laboratory analyses and can be either provided by a single ("sole-source") laboratory or licensed or marketed to multiple providing laboratories (eg, cleared or approved by the Food and Drug Administration [FDA]). This subsection includes advanced diagnostic laboratory tests (ADLTs) and clinical diagnostic laboratory tests (CDLTs), as defined under the Protecting Access to Medicare Act (PAMA) of 2014. These analyses may include a range of medical laboratory tests including, but not limited to, multianalyte assays with algorithmic analyses (MAAA) and genomic sequencing procedures (GSP). The descriptor nomenclature follows, where possible, existing code conventions (eg, MAAA, GSP). Unless specifically noted, even though the Proprietary Laboratory Analyses section of the code set is located at the end of the Pathology and Laboratory section of the code set, a PLA code does not fulfill Category I code criteria. PLA codes are not required to fulfill the Category I criteria. The standards for inclusion in the PLA section are: The test must be commercially available in the United States for use on human specimens and The clinical laboratory or manufacturer that offers the test must request the code. For similar laboratory analyses that fulfill Category I criteria, see codes listed in the numeric 80000 series. When a PLA code is available to report a given proprietary laboratory service, that PLA code takes precedence. The service should not be reported with any other CPT® code(s) and other CPT® code(s) should not be used to report services that may be reported with that specific PLA code. These codes encompass all analytical services required for the analysis (eg, cell lysis, nucleic acid stabilization, extraction, digestion, amplification, hybridization and detection). For molecular analyses, additional procedures that are required prior to cell lysis (eg, microdissection [codes 88380 and 88381]) may be reported separately. Codes in this subsection are released on a quarterly basis to expedite dissemination for reporting. PLA codes will be published electronically on the AMA CPT® website (ama-assn.org/cpt-pla-codes), distributed via CPT® data files on a quarterly basis, and, at a minimum, made available in print annually in the CPT® codebook. See the Introduction section of the CPT® code set for a complete list of the dates of release and implementation. All codes that are included in this section are also included in Appendix O, with the procedure's proprietary name. In order to report a PLA code, the analysis performed must fulfill the code descriptor and must be the test represented by the proprietary name listed in Appendix O. In some instances, the descriptor language of PLA codes may be identical and the code may only be differentiated by the listed proprietary name in Appendix O. When more than one PLA has an identical descriptor, the codes will be denoted by the symbol "â™“." All PLA tests will have assigned codes in the PLA section of the code set. Any PLA coded test(s) that satisfies Category I criteria and has been accepted by the CPT® Editorial Panel will be designated by the addition of the symbol "^" to the existing PLA code and will remain in the PLA section of the code set. If a proprietary test has already been accepted for a Category I code and a code has not been published, subsequent application for a PLA code will take precedence. The code will only be placed in the PLA section. The accuracy of a PLA code is to be maintained by the original applicant, or the current owner of the test kit or laboratory performing the proprietary test. A new PLA code is required when: 1. Additional nucleic acid (DNA or RNA) and/or protein analysis(es) are added to the current PLA test, or 2. The name of the PLA test has changed in association with changes in test performance or test characteristics. The addition or modification of the therapeutic applications of the test require submission of a code change application, but it may not require a new code number. | 0001U-0599U | https://www.aapc.com/codes/cpt-codes/0437U | 2025-10-27T18:38:33.994894Z
0438U | Drug metabolism (adverse drug reactions and drug response), buccal specimen, gene-drug interactions, variant analysis of 33 genes, including deletion/duplication analysis of CYP2D6, including reported phenotypes and impacted gene-drug interactions | This is a Proprietary Laboratory Analyses (PLA) code, meaning that the code describes only one unique lab test made by a specific manufacturer or performed by a specific lab. Code 0438U describes EffectiveRX™ Comprehensive Panel from RCA Laboratory Services LLC, d/b/a GENETWORx. The test uses a buccal (cheek) swab specimen for variant analysis of 33 genes, plus duplication/deletion evaluation for the CYP2D6 gene. Using the results and established clinical drug data, the evaluation creates a personalized treatment plan, including patient drug–response phenotype and gene drug interactions. Explanation The lab analyst performs the technical lab test using a buccal (cheek) swab specimen to detect 33 target gene variants, plus duplication or deletion variations in the CYP2D6 gene, which can impact how quickly an individual metabolizes many drugs. The lab analyst performs all technical steps, such as extracting the nucleic acids, increasing and stabilizing the quantity of nucleic acid for analysis by amplification, and detecting the target genes by methods such as nucleic acid probes. Clinicians may order this test for patients who may have drug reactions, decreased efficacy, side effects, or are starting a new therapy. The test provides a complete pharmacogenomics appraisal, reporting patient drug–response phenotype and gene/drug interactions to create a personalized treatment plan. Terminology Amplification: Making more copies of desired gene for study by processes such as polymerase chain reaction, called PCR, or transcription of DNA to RNA and reverse transcription from RNA to make an additional copy of the DNA. Duplication and/or deletion: Increase and/or decrease in the normal copy number, which is two copies of a gene sequence. Gene: Specific nucleic acid sequence associated with a unique function in the body such as production of a specific protein. Nucleic acid: DNA or RNA; sequence of specific biological chemicals, called nucleotides, that carry genetic information. Pharmacogenomics: The study of how a person’s genotype and phenotype affect their response to drugs. Phenotype: The observable traits of an organism due to interaction of genes and the environment; distinct from the internally coded information of the genotype. Variant: Gene that differs from the usual nucleic acid sequence due to events such as nucleotide deletions/insertions or substitutions; may cause conditions such as genetic disorders or cancer. Tips Use this code only for the appropriate proprietary test; report one unit of this code for a single specimen analyzed on a single date of service. Additional Info “U” codes are included in the CPT® code set to identify specific proprietary laboratory analyses (PLA) tests. PLA codes take precedence over the usual 80000 series codes for laboratory/pathology. Use this code only for the above–described test; do not report this test using any other CPT® code. PLA code descriptors follow existing code conventions when possible, and lab techniques used include multianalyte assays with algorithmic analyses (MAAA) and genomic sequencing procedures (GSP), among others. Read Less | Range Specific Guideline Proprietary laboratory analyses (PLA) codes describe proprietary clinical laboratory analyses and can be either provided by a single ("sole-source") laboratory or licensed or marketed to multiple providing laboratories (eg, cleared or approved by the Food and Drug Administration [FDA]). This subsection includes advanced diagnostic laboratory tests (ADLTs) and clinical diagnostic laboratory tests (CDLTs), as defined under the Protecting Access to Medicare Act (PAMA) of 2014. These analyses may include a range of medical laboratory tests including, but not limited to, multianalyte assays with algorithmic analyses (MAAA) and genomic sequencing procedures (GSP). The descriptor nomenclature follows, where possible, existing code conventions (eg, MAAA, GSP). Unless specifically noted, even though the Proprietary Laboratory Analyses section of the code set is located at the end of the Pathology and Laboratory section of the code set, a PLA code does not fulfill Category I code criteria. PLA codes are not required to fulfill the Category I criteria. The standards for inclusion in the PLA section are: The test must be commercially available in the United States for use on human specimens and The clinical laboratory or manufacturer that offers the test must request the code. For similar laboratory analyses that fulfill Category I criteria, see codes listed in the numeric 80000 series. When a PLA code is available to report a given proprietary laboratory service, that PLA code takes precedence. The service should not be reported with any other CPT® code(s) and other CPT® code(s) should not be used to report services that may be reported with that specific PLA code. These codes encompass all analytical services required for the analysis (eg, cell lysis, nucleic acid stabilization, extraction, digestion, amplification, hybridization and detection). For molecular analyses, additional procedures that are required prior to cell lysis (eg, microdissection [codes 88380 and 88381]) may be reported separately. Codes in this subsection are released on a quarterly basis to expedite dissemination for reporting. PLA codes will be published electronically on the AMA CPT® website (ama-assn.org/cpt-pla-codes), distributed via CPT® data files on a quarterly basis, and, at a minimum, made available in print annually in the CPT® codebook. See the Introduction section of the CPT® code set for a complete list of the dates of release and implementation. All codes that are included in this section are also included in Appendix O, with the procedure's proprietary name. In order to report a PLA code, the analysis performed must fulfill the code descriptor and must be the test represented by the proprietary name listed in Appendix O. In some instances, the descriptor language of PLA codes may be identical and the code may only be differentiated by the listed proprietary name in Appendix O. When more than one PLA has an identical descriptor, the codes will be denoted by the symbol "â™“." All PLA tests will have assigned codes in the PLA section of the code set. Any PLA coded test(s) that satisfies Category I criteria and has been accepted by the CPT® Editorial Panel will be designated by the addition of the symbol "^" to the existing PLA code and will remain in the PLA section of the code set. If a proprietary test has already been accepted for a Category I code and a code has not been published, subsequent application for a PLA code will take precedence. The code will only be placed in the PLA section. The accuracy of a PLA code is to be maintained by the original applicant, or the current owner of the test kit or laboratory performing the proprietary test. A new PLA code is required when: 1. Additional nucleic acid (DNA or RNA) and/or protein analysis(es) are added to the current PLA test, or 2. The name of the PLA test has changed in association with changes in test performance or test characteristics. The addition or modification of the therapeutic applications of the test require submission of a code change application, but it may not require a new code number. | 0001U-0599U | https://www.aapc.com/codes/cpt-codes/0438U | 2025-10-27T18:38:52.227570Z
0439U | Cardiology (coronary heart disease [CHD]), DNA, analysis of 5 single-nucleotide polymorphisms (SNPs) (rs11716050 [LOC105376934], rs6560711 [WDR37], rs3735222 [SCIN/LOC107986769], rs6820447 [intergenic], and rs9638144 [ESYT2]) and 3 DNA methylation markers (cg00300879 [transcription start site {TSS200} of CNKSR1], cg09552548 [intergenic], and cg14789911 [body of SPATC1L]), qPCR and digital PCR, whole blood, algorithm reported as a 4-tiered risk score for a 3-year risk of symptomatic CHD | Lay Term | Range Specific Guideline Proprietary laboratory analyses (PLA) codes describe proprietary clinical laboratory analyses and can be either provided by a single ("sole-source") laboratory or licensed or marketed to multiple providing laboratories (eg, cleared or approved by the Food and Drug Administration [FDA]). This subsection includes advanced diagnostic laboratory tests (ADLTs) and clinical diagnostic laboratory tests (CDLTs), as defined under the Protecting Access to Medicare Act (PAMA) of 2014. These analyses may include a range of medical laboratory tests including, but not limited to, multianalyte assays with algorithmic analyses (MAAA) and genomic sequencing procedures (GSP). The descriptor nomenclature follows, where possible, existing code conventions (eg, MAAA, GSP). Unless specifically noted, even though the Proprietary Laboratory Analyses section of the code set is located at the end of the Pathology and Laboratory section of the code set, a PLA code does not fulfill Category I code criteria. PLA codes are not required to fulfill the Category I criteria. The standards for inclusion in the PLA section are: The test must be commercially available in the United States for use on human specimens and The clinical laboratory or manufacturer that offers the test must request the code. For similar laboratory analyses that fulfill Category I criteria, see codes listed in the numeric 80000 series. When a PLA code is available to report a given proprietary laboratory service, that PLA code takes precedence. The service should not be reported with any other CPT® code(s) and other CPT® code(s) should not be used to report services that may be reported with that specific PLA code. These codes encompass all analytical services required for the analysis (eg, cell lysis, nucleic acid stabilization, extraction, digestion, amplification, hybridization and detection). For molecular analyses, additional procedures that are required prior to cell lysis (eg, microdissection [codes 88380 and 88381]) may be reported separately. Codes in this subsection are released on a quarterly basis to expedite dissemination for reporting. PLA codes will be published electronically on the AMA CPT® website (ama-assn.org/cpt-pla-codes), distributed via CPT® data files on a quarterly basis, and, at a minimum, made available in print annually in the CPT® codebook. See the Introduction section of the CPT® code set for a complete list of the dates of release and implementation. All codes that are included in this section are also included in Appendix O, with the procedure's proprietary name. In order to report a PLA code, the analysis performed must fulfill the code descriptor and must be the test represented by the proprietary name listed in Appendix O. In some instances, the descriptor language of PLA codes may be identical and the code may only be differentiated by the listed proprietary name in Appendix O. When more than one PLA has an identical descriptor, the codes will be denoted by the symbol "â™“." All PLA tests will have assigned codes in the PLA section of the code set. Any PLA coded test(s) that satisfies Category I criteria and has been accepted by the CPT® Editorial Panel will be designated by the addition of the symbol "^" to the existing PLA code and will remain in the PLA section of the code set. If a proprietary test has already been accepted for a Category I code and a code has not been published, subsequent application for a PLA code will take precedence. The code will only be placed in the PLA section. The accuracy of a PLA code is to be maintained by the original applicant, or the current owner of the test kit or laboratory performing the proprietary test. A new PLA code is required when: 1. Additional nucleic acid (DNA or RNA) and/or protein analysis(es) are added to the current PLA test, or 2. The name of the PLA test has changed in association with changes in test performance or test characteristics. The addition or modification of the therapeutic applications of the test require submission of a code change application, but it may not require a new code number. | 0001U-0599U | https://www.aapc.com/codes/cpt-codes/0439U | 2025-10-27T18:39:22.852082Z
0440U | Cardiology (coronary heart disease [CHD]), DNA, analysis of 10 single-nucleotide polymorphisms (SNPs) (rs710987 [LINC010019], rs1333048 [CDKN2B-AS1], rs12129789 [KCND3], rs942317 [KTN1-AS1], rs1441433 [PPP3CA], rs2869675 [PREX1], rs4639796 [ZBTB41], rs4376434 [LINC00972], rs12714414 [TMEM18], and rs7585056 [TMEM18]) and 6 DNA methylation markers (cg03725309 [SARS1], cg12586707 [CXCL1], cg04988978 [MPO], cg17901584 [DHCR24-DT], cg21161138 [AHRR], and cg12655112 [EHD4]), qPCR and digital PCR, whole blood, algorithm reported as detected or not detected for CHD | This is a Proprietary Laboratory Analyses (PLA) code, meaning that the code applies to only one unique lab test made by a specific manufacturer or performed by a specific lab. Report 0440U only for PrecisionCHD™ from Cardio Diagnostics Inc. The test uses a whole–blood sample to analyze 10 single–nucleotide polymorphisms (SNPs) and six DNA methylation markers in specific genes. The methodology is quantitative polymerase chain reaction (qPCR) and digital PCR. The test includes an algorithmic analysis to generate the results of detected or not detected for coronary heart disease (CHD). Explanation This code represents PrecisionCHD™ from Cardio Diagnostics Inc. The lab analyst uses a whole–blood specimen to analyze single–nucleotide polymorphisms (SNPs) in 10 genes (rs710987 [LINC010019], rs1333048 [CDKN2B–AS1], rs12129789 [KCND3], rs942317 [KTN1–AS1], rs1441433 [PPP3CA], rs2869675 [PREX1], rs4639796 [ZBTB41], rs4376434 [LINC00972], rs12714414 [TMEM18], and rs7585056 [TMEM18]) and DNA methylation markers in six genes (cg03725309 [SARS1], cg12586707 [CXCL1], cg04988978 [MPO], cg17901584 [DHCR24–DT], cg21161138 [AHRR], and cg12655112 [EHD4]). These are biomarkers of coronary heart disease (CHD). The procedure involves quantitative polymerase chain reaction (qPCR) and digital PCR (dPCR). PCR is a technique for making more copies (amplifying) of a DNA or RNA sequence. The process indicates which DNA sequences are actively expressed, meaning translated to a protein that performs a function in the body. dPCR provides absolute quantification of target nucleic acids in the sample by partitioning the sample into thousands of independent fragments for testing. This service includes the analytical services to produce test results and uses those results plus patient data for an algorithmic analysis. The findings indicate detected or not detected for CHD. Clinicians may order this test as part of evaluating a patient for CHD. Terminology Algorithm: A specific set of step–by–step calculations using defined inputs at each step to produce a useful output; for multianalyte assays with algorithmic analyses (MAAA), the output involves some sort of diagnostic or prognostic information about treatment options or disease outcomes. Biomarker, biological marker, biochemical marker: A measurable substance, such as an enzyme, protein, or gene, that is an indicator of a condition, disease, or normal or abnormal process. Coronary heart disease: Damage or disease of the major blood vessels that supply the heart with blood, oxygen, and nutrients; also known as coronary artery disease. Gene expression: The two–step process by which cells generate messenger RNA (mRNA) from a DNA template (transcription), then generate a protein from the mRNA template (translation). Real–time polymerase chain reaction (real–time PCR): A laboratory technique that monitors the progress of a PCR reaction in real time and allows quantification (counting) of PCR product (DNA, cDNA, or RNA) from a relatively small amount; sometimes called quantitative PCR (qPCR). Single nucleotide polymorphism (SNP): Compared to the population, a difference in a single nucleotide in a nucleic acid sequence that may be associated with a specific disease or condition. Tips Use this code only for the appropriate proprietary test; report one unit of this code for a single specimen analyzed on a single date of service. Additional Info “U” codes are included in the CPT® code set to identify specific proprietary laboratory analyses (PLA) tests. PLA codes take precedence over the usual 80000 series codes for laboratory/pathology. Use this code only for the above–described test; do not report this test using any other CPT® code. PLA code descriptors follow existing code conventions when possible, and lab techniques used include multianalyte assays with algorithmic analyses (MAAA) and genomic sequencing procedures (GSP), among others. Read Less | Range Specific Guideline Proprietary laboratory analyses (PLA) codes describe proprietary clinical laboratory analyses and can be either provided by a single ("sole-source") laboratory or licensed or marketed to multiple providing laboratories (eg, cleared or approved by the Food and Drug Administration [FDA]). This subsection includes advanced diagnostic laboratory tests (ADLTs) and clinical diagnostic laboratory tests (CDLTs), as defined under the Protecting Access to Medicare Act (PAMA) of 2014. These analyses may include a range of medical laboratory tests including, but not limited to, multianalyte assays with algorithmic analyses (MAAA) and genomic sequencing procedures (GSP). The descriptor nomenclature follows, where possible, existing code conventions (eg, MAAA, GSP). Unless specifically noted, even though the Proprietary Laboratory Analyses section of the code set is located at the end of the Pathology and Laboratory section of the code set, a PLA code does not fulfill Category I code criteria. PLA codes are not required to fulfill the Category I criteria. The standards for inclusion in the PLA section are: The test must be commercially available in the United States for use on human specimens and The clinical laboratory or manufacturer that offers the test must request the code. For similar laboratory analyses that fulfill Category I criteria, see codes listed in the numeric 80000 series. When a PLA code is available to report a given proprietary laboratory service, that PLA code takes precedence. The service should not be reported with any other CPT® code(s) and other CPT® code(s) should not be used to report services that may be reported with that specific PLA code. These codes encompass all analytical services required for the analysis (eg, cell lysis, nucleic acid stabilization, extraction, digestion, amplification, hybridization and detection). For molecular analyses, additional procedures that are required prior to cell lysis (eg, microdissection [codes 88380 and 88381]) may be reported separately. Codes in this subsection are released on a quarterly basis to expedite dissemination for reporting. PLA codes will be published electronically on the AMA CPT® website (ama-assn.org/cpt-pla-codes), distributed via CPT® data files on a quarterly basis, and, at a minimum, made available in print annually in the CPT® codebook. See the Introduction section of the CPT® code set for a complete list of the dates of release and implementation. All codes that are included in this section are also included in Appendix O, with the procedure's proprietary name. In order to report a PLA code, the analysis performed must fulfill the code descriptor and must be the test represented by the proprietary name listed in Appendix O. In some instances, the descriptor language of PLA codes may be identical and the code may only be differentiated by the listed proprietary name in Appendix O. When more than one PLA has an identical descriptor, the codes will be denoted by the symbol "â™“." All PLA tests will have assigned codes in the PLA section of the code set. Any PLA coded test(s) that satisfies Category I criteria and has been accepted by the CPT® Editorial Panel will be designated by the addition of the symbol "^" to the existing PLA code and will remain in the PLA section of the code set. If a proprietary test has already been accepted for a Category I code and a code has not been published, subsequent application for a PLA code will take precedence. The code will only be placed in the PLA section. The accuracy of a PLA code is to be maintained by the original applicant, or the current owner of the test kit or laboratory performing the proprietary test. A new PLA code is required when: 1. Additional nucleic acid (DNA or RNA) and/or protein analysis(es) are added to the current PLA test, or 2. The name of the PLA test has changed in association with changes in test performance or test characteristics. The addition or modification of the therapeutic applications of the test require submission of a code change application, but it may not require a new code number. | 0001U-0599U | https://www.aapc.com/codes/cpt-codes/0440U | 2025-10-27T18:39:40.631771Z
0441U | Infectious disease (bacterial, fungal, or viral infection), semiquantitative biomechanical assessment (via deformability cytometry), whole blood, with algorithmic analysis and result reported as an index | This is a Proprietary Laboratory Analyses (PLA) code, meaning that the code applies to only one unique lab test made by a specific manufacturer or performed by a specific lab. Report 0441U only for IntelliSep® test from Cytovale®. The test uses a whole–blood sample to assess a patient’s likelihood of developing sepsis. The method is semiquantitative biomechanical assessment (via deformability cytometry), which involves observing how cells deform under stress. The test includes an algorithmic analysis and reports the result as an index, categorizing the patient’s risk of developing sepsis. Explanation The lab analyst uses a whole–blood specimen to assess the likelihood of sepsis in a patient with signs and symptoms of infection. The method is semiquantitative biomechanical assessment via deformability cytometry, a technique used to measure the mechanical properties of cells. This method involves passing cells through a microfluidic channel, which is a tiny conduit designed to control and manipulate fluids at the microscale level. The test observes how the cells deform under stress. The degree of deformation can provide useful information because, when squeezed, cells from a healthy donor and cells from a patient with sepsis look different. This service includes the analytical services to produce test results and reports the result as an index, categorizing the patient’s risk of developing sepsis. Clinicians may order this test as part of evaluating a patient with signs and symptoms of an infection. The ordering provider can factor the results regarding the patient’s risk of developing sepsis into treatment and triage decisions. Sepsis is a potentially life–threatening condition caused by the body’s response to an infection. The body normally releases chemicals into the bloodstream to fight an infection. Sepsis occurs when the body’s response to these chemicals is out of balance, triggering changes that can damage multiple organ systems. Terminology Algorithm: A specific set of step–by–step calculations using defined inputs at each step to produce a useful output; for multianalyte assays with algorithmic analyses (MAAA), the output involves some sort of diagnostic or prognostic information about treatment options or disease outcomes. Tips Use this code only for the appropriate proprietary test; report one unit of this code for a single specimen analyzed on a single date of service. Additional Info “U” codes are included in the CPT® code set to identify specific proprietary laboratory analyses (PLA) tests. PLA codes take precedence over the usual 80000 series codes for laboratory/pathology. Use this code only for the above–described test; do not report this test using any other CPT® code. PLA code descriptors follow existing code conventions when possible, and lab techniques used include multianalyte assays with algorithmic analyses (MAAA) and genomic sequencing procedures (GSP), among others. Read Less | Range Specific Guideline Proprietary laboratory analyses (PLA) codes describe proprietary clinical laboratory analyses and can be either provided by a single ("sole-source") laboratory or licensed or marketed to multiple providing laboratories (eg, cleared or approved by the Food and Drug Administration [FDA]). This subsection includes advanced diagnostic laboratory tests (ADLTs) and clinical diagnostic laboratory tests (CDLTs), as defined under the Protecting Access to Medicare Act (PAMA) of 2014. These analyses may include a range of medical laboratory tests including, but not limited to, multianalyte assays with algorithmic analyses (MAAA) and genomic sequencing procedures (GSP). The descriptor nomenclature follows, where possible, existing code conventions (eg, MAAA, GSP). Unless specifically noted, even though the Proprietary Laboratory Analyses section of the code set is located at the end of the Pathology and Laboratory section of the code set, a PLA code does not fulfill Category I code criteria. PLA codes are not required to fulfill the Category I criteria. The standards for inclusion in the PLA section are: The test must be commercially available in the United States for use on human specimens and The clinical laboratory or manufacturer that offers the test must request the code. For similar laboratory analyses that fulfill Category I criteria, see codes listed in the numeric 80000 series. When a PLA code is available to report a given proprietary laboratory service, that PLA code takes precedence. The service should not be reported with any other CPT® code(s) and other CPT® code(s) should not be used to report services that may be reported with that specific PLA code. These codes encompass all analytical services required for the analysis (eg, cell lysis, nucleic acid stabilization, extraction, digestion, amplification, hybridization and detection). For molecular analyses, additional procedures that are required prior to cell lysis (eg, microdissection [codes 88380 and 88381]) may be reported separately. Codes in this subsection are released on a quarterly basis to expedite dissemination for reporting. PLA codes will be published electronically on the AMA CPT® website (ama-assn.org/cpt-pla-codes), distributed via CPT® data files on a quarterly basis, and, at a minimum, made available in print annually in the CPT® codebook. See the Introduction section of the CPT® code set for a complete list of the dates of release and implementation. All codes that are included in this section are also included in Appendix O, with the procedure's proprietary name. In order to report a PLA code, the analysis performed must fulfill the code descriptor and must be the test represented by the proprietary name listed in Appendix O. In some instances, the descriptor language of PLA codes may be identical and the code may only be differentiated by the listed proprietary name in Appendix O. When more than one PLA has an identical descriptor, the codes will be denoted by the symbol "â™“." All PLA tests will have assigned codes in the PLA section of the code set. Any PLA coded test(s) that satisfies Category I criteria and has been accepted by the CPT® Editorial Panel will be designated by the addition of the symbol "^" to the existing PLA code and will remain in the PLA section of the code set. If a proprietary test has already been accepted for a Category I code and a code has not been published, subsequent application for a PLA code will take precedence. The code will only be placed in the PLA section. The accuracy of a PLA code is to be maintained by the original applicant, or the current owner of the test kit or laboratory performing the proprietary test. A new PLA code is required when: 1. Additional nucleic acid (DNA or RNA) and/or protein analysis(es) are added to the current PLA test, or 2. The name of the PLA test has changed in association with changes in test performance or test characteristics. The addition or modification of the therapeutic applications of the test require submission of a code change application, but it may not require a new code number. | 0001U-0599U | https://www.aapc.com/codes/cpt-codes/0441U | 2025-10-27T18:39:58.621721Z
0442U | Infectious disease (respiratory infection), Myxovirus resistance protein A (MxA) and C-reactive protein (CRP), fingerstick whole blood specimen, each biomarker reported as present or absent | This is a Proprietary Laboratory Analyses (PLA) code, meaning that the code applies to only one unique lab test made by a specific manufacturer or performed by a specific lab. Report 0442U only for FebriDx® Bacterial/Non–Bacterial Point–of–Care Assay from Lumos Diagnostics LLC. The test uses a fingerstick whole–blood specimen to assess a patient with signs and symptoms of a respiratory infection to see if the source is bacterial. The test result indicates the presence or absence of the biomarkers Myxovirus resistance protein A (MxA) and C–reactive protein (CRP). Explanation The analyst uses a point–of–care device (meaning one used where the patient receives care, such as urgent care or an emergency room) to collect a drop of blood from a fingerstick. The test assesses a patient with signs and symptoms of a respiratory infection to see if the source is bacterial. When the blood collection tube of the device is full, the analyst follows the instructions for the particular device, typically laying the test device on a flat surface, releasing a buffer present in the device, and waiting a short time, such as 10 minutes, for the results to appear. The test result indicates the presence or absence of the biomarkers Myxovirus resistance protein A (MxA) and C–reactive protein (CRP). A typical device shows one line as a control line and then has space for two additional lines. A line that indicates MxA is interpreted to mean the source of the infection is not bacterial because MxA is specific for viral infection only. Infection stimulates CRP elevation, but it is nonspecific for the cause of the infection. Clinicians may order this test as part of evaluating a patient with signs and symptoms of a respiratory infection. The ordering provider can use the results to decide whether to prescribe antibiotics, which treat bacterial infections. Tips Use this code only for the appropriate proprietary test; report one unit of this code for a single specimen analyzed on a single date of service. Additional Info “U” codes are included in the CPT® code set to identify specific proprietary laboratory analyses (PLA) tests. PLA codes take precedence over the usual 80000 series codes for laboratory/pathology. Use this code only for the above–described test; do not report this test using any other CPT® code. PLA code descriptors follow existing code conventions when possible, and lab techniques used include multianalyte assays with algorithmic analyses (MAAA) and genomic sequencing procedures (GSP), among others. Read Less | Range Specific Guideline Proprietary laboratory analyses (PLA) codes describe proprietary clinical laboratory analyses and can be either provided by a single ("sole-source") laboratory or licensed or marketed to multiple providing laboratories (eg, cleared or approved by the Food and Drug Administration [FDA]). This subsection includes advanced diagnostic laboratory tests (ADLTs) and clinical diagnostic laboratory tests (CDLTs), as defined under the Protecting Access to Medicare Act (PAMA) of 2014. These analyses may include a range of medical laboratory tests including, but not limited to, multianalyte assays with algorithmic analyses (MAAA) and genomic sequencing procedures (GSP). The descriptor nomenclature follows, where possible, existing code conventions (eg, MAAA, GSP). Unless specifically noted, even though the Proprietary Laboratory Analyses section of the code set is located at the end of the Pathology and Laboratory section of the code set, a PLA code does not fulfill Category I code criteria. PLA codes are not required to fulfill the Category I criteria. The standards for inclusion in the PLA section are: The test must be commercially available in the United States for use on human specimens and The clinical laboratory or manufacturer that offers the test must request the code. For similar laboratory analyses that fulfill Category I criteria, see codes listed in the numeric 80000 series. When a PLA code is available to report a given proprietary laboratory service, that PLA code takes precedence. The service should not be reported with any other CPT® code(s) and other CPT® code(s) should not be used to report services that may be reported with that specific PLA code. These codes encompass all analytical services required for the analysis (eg, cell lysis, nucleic acid stabilization, extraction, digestion, amplification, hybridization and detection). For molecular analyses, additional procedures that are required prior to cell lysis (eg, microdissection [codes 88380 and 88381]) may be reported separately. Codes in this subsection are released on a quarterly basis to expedite dissemination for reporting. PLA codes will be published electronically on the AMA CPT® website (ama-assn.org/cpt-pla-codes), distributed via CPT® data files on a quarterly basis, and, at a minimum, made available in print annually in the CPT® codebook. See the Introduction section of the CPT® code set for a complete list of the dates of release and implementation. All codes that are included in this section are also included in Appendix O, with the procedure's proprietary name. In order to report a PLA code, the analysis performed must fulfill the code descriptor and must be the test represented by the proprietary name listed in Appendix O. In some instances, the descriptor language of PLA codes may be identical and the code may only be differentiated by the listed proprietary name in Appendix O. When more than one PLA has an identical descriptor, the codes will be denoted by the symbol "â™“." All PLA tests will have assigned codes in the PLA section of the code set. Any PLA coded test(s) that satisfies Category I criteria and has been accepted by the CPT® Editorial Panel will be designated by the addition of the symbol "^" to the existing PLA code and will remain in the PLA section of the code set. If a proprietary test has already been accepted for a Category I code and a code has not been published, subsequent application for a PLA code will take precedence. The code will only be placed in the PLA section. The accuracy of a PLA code is to be maintained by the original applicant, or the current owner of the test kit or laboratory performing the proprietary test. A new PLA code is required when: 1. Additional nucleic acid (DNA or RNA) and/or protein analysis(es) are added to the current PLA test, or 2. The name of the PLA test has changed in association with changes in test performance or test characteristics. The addition or modification of the therapeutic applications of the test require submission of a code change application, but it may not require a new code number. | 0001U-0599U | https://www.aapc.com/codes/cpt-codes/0442U | 2025-10-27T18:40:16.574508Z
0443U | Neurofilament light chain (NfL), ultra-sensitive immunoassay, serum or cerebrospinal fluid | This is a Proprietary Laboratory Analyses (PLA) code, meaning that the code applies to only one unique lab test made by a specific manufacturer or performed by a specific lab. Report 0443U only for the Neurofilament Light Chain (NfL) test from the Neuromuscular Clinical Laboratory at Washington University in St. Louis School of Medicine. The test uses a serum (clear, liquid portion of blood) or cerebrospinal fluid sample to check for NfL, a biomarker of nerve cell injury. The method is ultrasensitive immunoassay. Explanation The lab analyst evaluates the patient specimen, which is serum or cerebrospinal fluid, for neurofilament light chain (NfL). The analyst uses an ultrasensitive immunoassay test. An immunoassay is a test that uses an antibody/antigen reaction, exposing the sample to specific antibodies that bind to the molecule being tested for. This test is called ultrasensitive because it can detect very small amounts of these molecules. Clinicians may order this test for patients with signs and symptoms of nervous system diseases like amyotrophic lateral sclerosis (ALS), a neurodegenerative disease that affects nerve cells in the brain and spinal cord and causes progressive loss of muscle control. NfL is a biomarker of nerve cell injury. The test results may help the ordering provider diagnose the patient, make treatment decisions, and determine the likely progression of the disease. Terminology Amyotrophic lateral sclerosis (ALS): A nervous system (neurodegenerative) disease that affects nerve cells in the brain and spinal cord and causes progressive loss of muscle control; also called Lou Gehrig's disease; it may be referred to as motor neuron disease, of which it is the most common type. Antibody: A protein produced by the body as an immune–system response to a specific antigen, such as a bacteria or foreign substance; lab tests may utilize reactions between antibodies and antigens to identify a substance in a patient specimen; may also be referred to as immunoglobulin (Ig). Antigen: A substance that the body reacts to with an immune response, such as by producing a specific antibody; lab tests may utilize reactions between antibodies and antigens to identify a substance in a patient specimen. Cerebrospinal fluid (CSF): A clear serum–like fluid that circulates in the ventricles of the brain and around the surface of the brain and spinal cord; it helps maintain uniform pressure within the spinal cord and brain. Serum: The clear liquid portion of blood that is not cellular and contains important components such as antibodies, proteins produced in blood that are activated as part of the immune response to neutralize specific invaders such as bacteria or viruses. Tips Use this code only for the appropriate proprietary test; report one unit of this code for a single specimen analyzed on a single date of service. Additional Info “U” codes are included in the CPT® code set to identify specific proprietary laboratory analyses (PLA) tests. PLA codes take precedence over the usual 80000 series codes for laboratory/pathology. Use this code only for the above–described test; do not report this test using any other CPT® code. PLA code descriptors follow existing code conventions when possible, and lab techniques used include multianalyte assays with algorithmic analyses (MAAA) and genomic sequencing procedures (GSP), among others. Read Less | Range Specific Guideline Proprietary laboratory analyses (PLA) codes describe proprietary clinical laboratory analyses and can be either provided by a single ("sole-source") laboratory or licensed or marketed to multiple providing laboratories (eg, cleared or approved by the Food and Drug Administration [FDA]). This subsection includes advanced diagnostic laboratory tests (ADLTs) and clinical diagnostic laboratory tests (CDLTs), as defined under the Protecting Access to Medicare Act (PAMA) of 2014. These analyses may include a range of medical laboratory tests including, but not limited to, multianalyte assays with algorithmic analyses (MAAA) and genomic sequencing procedures (GSP). The descriptor nomenclature follows, where possible, existing code conventions (eg, MAAA, GSP). Unless specifically noted, even though the Proprietary Laboratory Analyses section of the code set is located at the end of the Pathology and Laboratory section of the code set, a PLA code does not fulfill Category I code criteria. PLA codes are not required to fulfill the Category I criteria. The standards for inclusion in the PLA section are: The test must be commercially available in the United States for use on human specimens and The clinical laboratory or manufacturer that offers the test must request the code. For similar laboratory analyses that fulfill Category I criteria, see codes listed in the numeric 80000 series. When a PLA code is available to report a given proprietary laboratory service, that PLA code takes precedence. The service should not be reported with any other CPT® code(s) and other CPT® code(s) should not be used to report services that may be reported with that specific PLA code. These codes encompass all analytical services required for the analysis (eg, cell lysis, nucleic acid stabilization, extraction, digestion, amplification, hybridization and detection). For molecular analyses, additional procedures that are required prior to cell lysis (eg, microdissection [codes 88380 and 88381]) may be reported separately. Codes in this subsection are released on a quarterly basis to expedite dissemination for reporting. PLA codes will be published electronically on the AMA CPT® website (ama-assn.org/cpt-pla-codes), distributed via CPT® data files on a quarterly basis, and, at a minimum, made available in print annually in the CPT® codebook. See the Introduction section of the CPT® code set for a complete list of the dates of release and implementation. All codes that are included in this section are also included in Appendix O, with the procedure's proprietary name. In order to report a PLA code, the analysis performed must fulfill the code descriptor and must be the test represented by the proprietary name listed in Appendix O. In some instances, the descriptor language of PLA codes may be identical and the code may only be differentiated by the listed proprietary name in Appendix O. When more than one PLA has an identical descriptor, the codes will be denoted by the symbol "â™“." All PLA tests will have assigned codes in the PLA section of the code set. Any PLA coded test(s) that satisfies Category I criteria and has been accepted by the CPT® Editorial Panel will be designated by the addition of the symbol "^" to the existing PLA code and will remain in the PLA section of the code set. If a proprietary test has already been accepted for a Category I code and a code has not been published, subsequent application for a PLA code will take precedence. The code will only be placed in the PLA section. The accuracy of a PLA code is to be maintained by the original applicant, or the current owner of the test kit or laboratory performing the proprietary test. A new PLA code is required when: 1. Additional nucleic acid (DNA or RNA) and/or protein analysis(es) are added to the current PLA test, or 2. The name of the PLA test has changed in association with changes in test performance or test characteristics. The addition or modification of the therapeutic applications of the test require submission of a code change application, but it may not require a new code number. | 0001U-0599U | https://www.aapc.com/codes/cpt-codes/0443U | 2025-10-27T18:40:34.733403Z
0444U | Oncology (solid organ neoplasia), targeted genomic sequence analysis panel of 361 genes, interrogation for gene fusions, translocations, or other rearrangements, using DNA from formalin-fixed paraffin-embedded (FFPE) tumor tissue, report of clinically significant variant(s) | This is a Proprietary Laboratory Analyses (PLA) code, meaning that the code applies to only one unique lab test made by a specific manufacturer or performed by a specific lab. Report 0444U only for Aventa FusionPlus™ from Aventa Genomics. The test uses a next–generation sequencing (NGS) targeted sequence analysis panel to evaluate DNA from a formalin fixed–paraffin–embedded tumor tissue sample for 361 genes associated with solid–organ neoplasms. Explanation The lab analyst evaluates DNA from a formalin fixed–paraffin–embedded tumor tissue sample using a next–generation sequencing (NGS) targeted gene panel. NGS uses an automated instrument that can simultaneously determine the order of DNA or RNA nucleotides in many genes. This test detects gene fusions, translocations, and other rearrangements across 361 solid organ cancer–related genes. Clinicians may order this test for patients with driver–negative solid tumors, a type of cancer in which the tumor does not have any identifiable mutations driving the progression of the disease. As an example, by identifying fusions (where two or more previously separate genes combine to form a new, hybrid gene, which may result in cancer), the test can help the physician in deciding on the use of fusion–inhibiting therapies. The test also can identify translocations, which are a type of chromosomal abnormality where a segment of genetic material is moved from one chromosome to another. Test results that identify specific translocations can help in the definitive diagnosis of various cancers. Terminology Deoxyribonucleic acid (DNA): A form of nucleic acid that consists of a sequence of specific biological chemicals (nucleotides) that carry genetic information. Formalin–fixed paraffin–embedded (FFPE): A method to preserve a tissue specimen, such as a biopsy, and prepare it for microscopic examination; the process uses formalin (formaldehyde) to preserve (fix) the tissue and paraffin to embed the tissue in a waxy block that can be sliced thin for viewing on a microscope slide. Gene: Specific nucleic acid sequence associated with a unique function in the body such as production of a specific protein. Mutation: An alteration in a deoxyribonucleic acid (DNA) sequence that may lead to pathologic changes in the organism. Next–generation sequencing (NGS): A general term for a number of different modern DNA and RNA sequencing technologies that are quicker and cheaper than the previous methods; also known as high–throughput sequencing. Variant: A gene that differs from the usual nucleic acid sequence due to events such as nucleotide deletions or insertions or substitutions; may cause conditions such as genetic disorders or cancer. Tips Use this code only for the appropriate proprietary test; report one unit of this code for a single specimen analyzed on a single date of service. Additional Info “U” codes are included in the CPT® code set to identify specific proprietary laboratory analyses (PLA) tests. PLA codes take precedence over the usual 80000 series codes for laboratory/pathology. Use this code only for the above–described test; do not report this test using any other CPT® code. PLA code descriptors follow existing code conventions when possible, and lab techniques used include multianalyte assays with algorithmic analyses (MAAA) and genomic sequencing procedures (GSP), among others. Read Less | Range Specific Guideline Proprietary laboratory analyses (PLA) codes describe proprietary clinical laboratory analyses and can be either provided by a single ("sole-source") laboratory or licensed or marketed to multiple providing laboratories (eg, cleared or approved by the Food and Drug Administration [FDA]). This subsection includes advanced diagnostic laboratory tests (ADLTs) and clinical diagnostic laboratory tests (CDLTs), as defined under the Protecting Access to Medicare Act (PAMA) of 2014. These analyses may include a range of medical laboratory tests including, but not limited to, multianalyte assays with algorithmic analyses (MAAA) and genomic sequencing procedures (GSP). The descriptor nomenclature follows, where possible, existing code conventions (eg, MAAA, GSP). Unless specifically noted, even though the Proprietary Laboratory Analyses section of the code set is located at the end of the Pathology and Laboratory section of the code set, a PLA code does not fulfill Category I code criteria. PLA codes are not required to fulfill the Category I criteria. The standards for inclusion in the PLA section are: The test must be commercially available in the United States for use on human specimens and The clinical laboratory or manufacturer that offers the test must request the code. For similar laboratory analyses that fulfill Category I criteria, see codes listed in the numeric 80000 series. When a PLA code is available to report a given proprietary laboratory service, that PLA code takes precedence. The service should not be reported with any other CPT® code(s) and other CPT® code(s) should not be used to report services that may be reported with that specific PLA code. These codes encompass all analytical services required for the analysis (eg, cell lysis, nucleic acid stabilization, extraction, digestion, amplification, hybridization and detection). For molecular analyses, additional procedures that are required prior to cell lysis (eg, microdissection [codes 88380 and 88381]) may be reported separately. Codes in this subsection are released on a quarterly basis to expedite dissemination for reporting. PLA codes will be published electronically on the AMA CPT® website (ama-assn.org/cpt-pla-codes), distributed via CPT® data files on a quarterly basis, and, at a minimum, made available in print annually in the CPT® codebook. See the Introduction section of the CPT® code set for a complete list of the dates of release and implementation. All codes that are included in this section are also included in Appendix O, with the procedure's proprietary name. In order to report a PLA code, the analysis performed must fulfill the code descriptor and must be the test represented by the proprietary name listed in Appendix O. In some instances, the descriptor language of PLA codes may be identical and the code may only be differentiated by the listed proprietary name in Appendix O. When more than one PLA has an identical descriptor, the codes will be denoted by the symbol "â™“." All PLA tests will have assigned codes in the PLA section of the code set. Any PLA coded test(s) that satisfies Category I criteria and has been accepted by the CPT® Editorial Panel will be designated by the addition of the symbol "^" to the existing PLA code and will remain in the PLA section of the code set. If a proprietary test has already been accepted for a Category I code and a code has not been published, subsequent application for a PLA code will take precedence. The code will only be placed in the PLA section. The accuracy of a PLA code is to be maintained by the original applicant, or the current owner of the test kit or laboratory performing the proprietary test. A new PLA code is required when: 1. Additional nucleic acid (DNA or RNA) and/or protein analysis(es) are added to the current PLA test, or 2. The name of the PLA test has changed in association with changes in test performance or test characteristics. The addition or modification of the therapeutic applications of the test require submission of a code change application, but it may not require a new code number. | 0001U-0599U | https://www.aapc.com/codes/cpt-codes/0444U | 2025-10-27T18:40:52.889895Z
0445U | ?-amyloid (Abeta42) and phospho tau (181P) (pTau181), electrochemiluminescent immunoassay (ECLIA), cerebral spinal fluid, ratio reported as positive or negative for amyloid pathology | This is a Proprietary Laboratory Analyses (PLA) code, meaning that the code applies to only one unique lab test made by a specific manufacturer or performed by a specific lab. Report 0445U only for Elecsys® Phospho–Tau (181P) CSF (pTau181) and β–Amyloid (1–42) CSF II (Abeta 42) Ratio from Roche Diagnostics Operations Inc. The test uses cerebrospinal fluid for an electrochemiluminescent immunoassay (ECLIA) that generates a pTau181/Abeta42 ratio value, which may help the provider diagnose a patient with signs of cognitive impairment. Explanation The lab analyst performs an electrochemiluminescent immunoassay (ECLIA) test to measure the predictive biomarkers β–Amyloid (1–42) (Abeta42) and Phospho–Tau (181P) (pTau181) in cerebrospinal fluid. The lab analyst carries out multiple technical steps to process and test the specimen using immunoassay methods that include placing the specimens in the wells of an automated device, along with a chemiluminescent reagent that binds to the detection antibody only when activated by an electrical charge. The lab analyst runs the Abeta42 and pTau181 assays individually, and a system uses the individual results to calculate a pTau181/Abeta42 ratio value. A positive result, defined as a pTau181/Abeta42 ratio value above a defined cut–off, is consistent with a positive amyloid positron emission tomography (PET) scan result, which may be indicative of Alzheimer’s disease. Clinicians may order this test for patients being evaluated for Alzheimer’s disease and other causes of cognitive impairment. The provider can use the results in addition to other clinical diagnostic evaluations to diagnose the patient and develop treatment plans. Terminology Alzheimer's disease: A slowly progressive form of dementia characterized by beta–amyloid plaques (microscopic clumps of pieces of protein), tangles (strands) of the tau protein (abundant in the central nervous system but not elsewhere), brain inflammation, and damage and eventual death of brain cells. Antibody: A protein produced by the body as an immune–system response to a specific antigen, such as a bacteria or foreign substance; lab tests may utilize reactions between antibodies and antigens to identify a substance in a patient specimen; may also be referred to as immunoglobulin (Ig). Cerebrospinal fluid (CSF): A clear serum–like fluid that circulates in the ventricles of the brain and around the surface of the brain and spinal cord; it helps maintain uniform pressure within the spinal cord and brain. Cognitive: Referring to the brain's intellectual activity, such as thinking, remembering, or reasoning. Electrochemiluminescence immunoassay (ECLIA): A laboratory testing method that uses the electrochemical properties of specific markers to produce light and identify a substance with a luminometer. Immunoassay: A biochemical test that uses an antibody/antigen reaction to detect and possibly quantify a specific substance present in the specimen, such as blood. Positron emission tomography (PET): A nuclear medicine imaging technique that produces a three–dimensional image of functional processes in the body; the system detects pairs of gamma rays emitted indirectly by a positron–emitting radionuclide (tracer), which is introduced into the body on a biologically active molecule (glucose). Reagent: A substance used in a lab test to bring about a desired change or reaction, often to reveal the presence or quantity of another substance that is the focus of the test. Tips Use this code only for the appropriate proprietary test. Additional Info “U” codes are included in the CPT® code set to identify specific proprietary laboratory analyses (PLA) tests. PLA codes take precedence over the usual 80000 series codes for laboratory/pathology. Use this code only for the above–described test; do not report this test using any other CPT® code. PLA code descriptors follow existing code conventions when possible, and lab techniques used include multianalyte assays with algorithmic analyses (MAAA) and genomic sequencing procedures (GSP), among others. Read Less | Range Specific Guideline Proprietary laboratory analyses (PLA) codes describe proprietary clinical laboratory analyses and can be either provided by a single ("sole-source") laboratory or licensed or marketed to multiple providing laboratories (eg, cleared or approved by the Food and Drug Administration [FDA]). This subsection includes advanced diagnostic laboratory tests (ADLTs) and clinical diagnostic laboratory tests (CDLTs), as defined under the Protecting Access to Medicare Act (PAMA) of 2014. These analyses may include a range of medical laboratory tests including, but not limited to, multianalyte assays with algorithmic analyses (MAAA) and genomic sequencing procedures (GSP). The descriptor nomenclature follows, where possible, existing code conventions (eg, MAAA, GSP). Unless specifically noted, even though the Proprietary Laboratory Analyses section of the code set is located at the end of the Pathology and Laboratory section of the code set, a PLA code does not fulfill Category I code criteria. PLA codes are not required to fulfill the Category I criteria. The standards for inclusion in the PLA section are: The test must be commercially available in the United States for use on human specimens and The clinical laboratory or manufacturer that offers the test must request the code. For similar laboratory analyses that fulfill Category I criteria, see codes listed in the numeric 80000 series. When a PLA code is available to report a given proprietary laboratory service, that PLA code takes precedence. The service should not be reported with any other CPT® code(s) and other CPT® code(s) should not be used to report services that may be reported with that specific PLA code. These codes encompass all analytical services required for the analysis (eg, cell lysis, nucleic acid stabilization, extraction, digestion, amplification, hybridization and detection). For molecular analyses, additional procedures that are required prior to cell lysis (eg, microdissection [codes 88380 and 88381]) may be reported separately. Codes in this subsection are released on a quarterly basis to expedite dissemination for reporting. PLA codes will be published electronically on the AMA CPT® website (ama-assn.org/cpt-pla-codes), distributed via CPT® data files on a quarterly basis, and, at a minimum, made available in print annually in the CPT® codebook. See the Introduction section of the CPT® code set for a complete list of the dates of release and implementation. All codes that are included in this section are also included in Appendix O, with the procedure's proprietary name. In order to report a PLA code, the analysis performed must fulfill the code descriptor and must be the test represented by the proprietary name listed in Appendix O. In some instances, the descriptor language of PLA codes may be identical and the code may only be differentiated by the listed proprietary name in Appendix O. When more than one PLA has an identical descriptor, the codes will be denoted by the symbol "â™“." All PLA tests will have assigned codes in the PLA section of the code set. Any PLA coded test(s) that satisfies Category I criteria and has been accepted by the CPT® Editorial Panel will be designated by the addition of the symbol "^" to the existing PLA code and will remain in the PLA section of the code set. If a proprietary test has already been accepted for a Category I code and a code has not been published, subsequent application for a PLA code will take precedence. The code will only be placed in the PLA section. The accuracy of a PLA code is to be maintained by the original applicant, or the current owner of the test kit or laboratory performing the proprietary test. A new PLA code is required when: 1. Additional nucleic acid (DNA or RNA) and/or protein analysis(es) are added to the current PLA test, or 2. The name of the PLA test has changed in association with changes in test performance or test characteristics. The addition or modification of the therapeutic applications of the test require submission of a code change application, but it may not require a new code number. | 0001U-0599U | https://www.aapc.com/codes/cpt-codes/0445U | 2025-10-27T18:41:11.291571Z
0446U | Autoimmune diseases (systemic lupus erythematosus [SLE]), analysis of 10 cytokine soluble mediator biomarkers by immunoassay, plasma, individual components reported with an algorithmic risk score for current disease activity | This is a Proprietary Laboratory Analyses (PLA) code, meaning that the code applies to only one unique lab test made by a specific manufacturer or performed by a specific lab. Report 0446U only for aiSLE® DX Disease Activity Index from Progentec Diagnostics Inc. The test uses an immunoassay to evaluate a plasma specimen for 10 biomarkers of systemic lupus erythematosus (SLE). For the test results, the individual components are reported with an algorithmic risk score for current disease activity. The results help the ordering provider measure SLE disease activity and assess treatments. Explanation The lab analyst performs an immunoassay test to analyze 10 cytokine soluble mediator biomarkers in a blood plasma specimen. The lab analyst carries out multiple technical steps to process and test the specimen using immunoassay methods. For the test results, the individual components are reported with an algorithmic risk score for current disease activity. Clinicians may order this test for patients with systemic lupus erythematosus (SLE), an autoimmune disease of the connective tissues in which the body attacks itself, resulting in damage to organs, joints, and other tissues. The panel of biomarkers examined in the test distinguishes patients with active clinical disease from those with low activity by using an artificial intelligence algorithm to compare the patient’s test results to a database created through studies of SLE patients. The test helps the ordering clinician measure SLE disease activity and assess treatments. Terminology Algorithm: A specific set of step–by–step calculations using defined inputs at each step to produce a useful output; for multianalyte assays with algorithmic analyses (MAAA), the output involves some sort of diagnostic or prognostic information about treatment options or disease outcomes. Antibody: A protein produced by the body as an immune–system response to a specific antigen, such as a bacteria or foreign substance; lab tests may utilize reactions between antibodies and antigens to identify a substance in a patient specimen; may also be referred to as immunoglobulin (Ig). Biomarker, biological marker, biochemical marker: A measurable substance, such as an enzyme, protein, or gene, that is an indicator of a condition, disease, or normal or abnormal process. Cytokines: Small proteins, such as interferons and interleukins, involved in controlling the activity of the immune system. Immunoassay: A biochemical test that uses an antibody/antigen reaction to detect and possibly quantify a specific substance present in the specimen, such as blood. Plasma: The liquid portion of blood that typically suspends blood cells; plasma accounts for about 55 percent of blood volume and contains important components such as proteins, electrolytes, hormones, and coagulation factors. Tips Use this code only for the appropriate proprietary test; report one unit of this code for a single specimen analyzed on a single date of service. Additional Info “U” codes are included in the CPT® code set to identify specific proprietary laboratory analyses (PLA) tests. PLA codes take precedence over the usual 80000 series codes for laboratory/pathology. Use this code only for the above–described test; do not report this test using any other CPT® code. PLA code descriptors follow existing code conventions when possible, and lab techniques used include multianalyte assays with algorithmic analyses (MAAA) and genomic sequencing procedures (GSP), among others. Read Less | Range Specific Guideline Proprietary laboratory analyses (PLA) codes describe proprietary clinical laboratory analyses and can be either provided by a single ("sole-source") laboratory or licensed or marketed to multiple providing laboratories (eg, cleared or approved by the Food and Drug Administration [FDA]). This subsection includes advanced diagnostic laboratory tests (ADLTs) and clinical diagnostic laboratory tests (CDLTs), as defined under the Protecting Access to Medicare Act (PAMA) of 2014. These analyses may include a range of medical laboratory tests including, but not limited to, multianalyte assays with algorithmic analyses (MAAA) and genomic sequencing procedures (GSP). The descriptor nomenclature follows, where possible, existing code conventions (eg, MAAA, GSP). Unless specifically noted, even though the Proprietary Laboratory Analyses section of the code set is located at the end of the Pathology and Laboratory section of the code set, a PLA code does not fulfill Category I code criteria. PLA codes are not required to fulfill the Category I criteria. The standards for inclusion in the PLA section are: The test must be commercially available in the United States for use on human specimens and The clinical laboratory or manufacturer that offers the test must request the code. For similar laboratory analyses that fulfill Category I criteria, see codes listed in the numeric 80000 series. When a PLA code is available to report a given proprietary laboratory service, that PLA code takes precedence. The service should not be reported with any other CPT® code(s) and other CPT® code(s) should not be used to report services that may be reported with that specific PLA code. These codes encompass all analytical services required for the analysis (eg, cell lysis, nucleic acid stabilization, extraction, digestion, amplification, hybridization and detection). For molecular analyses, additional procedures that are required prior to cell lysis (eg, microdissection [codes 88380 and 88381]) may be reported separately. Codes in this subsection are released on a quarterly basis to expedite dissemination for reporting. PLA codes will be published electronically on the AMA CPT® website (ama-assn.org/cpt-pla-codes), distributed via CPT® data files on a quarterly basis, and, at a minimum, made available in print annually in the CPT® codebook. See the Introduction section of the CPT® code set for a complete list of the dates of release and implementation. All codes that are included in this section are also included in Appendix O, with the procedure's proprietary name. In order to report a PLA code, the analysis performed must fulfill the code descriptor and must be the test represented by the proprietary name listed in Appendix O. In some instances, the descriptor language of PLA codes may be identical and the code may only be differentiated by the listed proprietary name in Appendix O. When more than one PLA has an identical descriptor, the codes will be denoted by the symbol "â™“." All PLA tests will have assigned codes in the PLA section of the code set. Any PLA coded test(s) that satisfies Category I criteria and has been accepted by the CPT® Editorial Panel will be designated by the addition of the symbol "^" to the existing PLA code and will remain in the PLA section of the code set. If a proprietary test has already been accepted for a Category I code and a code has not been published, subsequent application for a PLA code will take precedence. The code will only be placed in the PLA section. The accuracy of a PLA code is to be maintained by the original applicant, or the current owner of the test kit or laboratory performing the proprietary test. A new PLA code is required when: 1. Additional nucleic acid (DNA or RNA) and/or protein analysis(es) are added to the current PLA test, or 2. The name of the PLA test has changed in association with changes in test performance or test characteristics. The addition or modification of the therapeutic applications of the test require submission of a code change application, but it may not require a new code number. | 0001U-0599U | https://www.aapc.com/codes/cpt-codes/0446U | 2025-10-27T18:41:28.719960Z
0447U | Autoimmune diseases (systemic lupus erythematosus [SLE]), analysis of 11 cytokine soluble mediator biomarkers by immunoassay, plasma, individual components reported with an algorithmic prognostic risk score for developing a clinical flare | This is a Proprietary Laboratory Analyses (PLA) code, meaning that the code applies to only one unique lab test made by a specific manufacturer or performed by a specific lab. Report 0447U only for aiSLE® DX Flare Risk Index from Progentec Diagnostics Inc. The test uses an immunoassay to evaluate a plasma specimen for 11 biomarkers of systemic lupus erythematosus (SLE). For the test results, the individual components are reported with an algorithmic risk score for the patient developing a clinical flare. Explanation The lab analyst performs an immunoassay test to analyze 11 cytokine soluble mediator biomarkers in a blood plasma specimen. The lab analyst carries out multiple technical steps to process and test the specimen using immunoassay methods. For the test results, the individual components are reported with an algorithmic risk score for the patient developing a clinical flare. Clinicians may order this test for patients with systemic lupus erythematosus (SLE), an autoimmune disease of the connective tissues in which the body attacks itself, resulting in damage to organs, joints, and other tissues. The panel of biomarkers examined in the test helps predict the likelihood that the patient will have a flare (disease exacerbation). The test uses an artificial intelligence algorithm to compare the patient’s test results to a database created through studies of SLE patients. The results provide the ordering clinician with insight into the patient’s future lupus flare risk. Terminology Algorithm: A specific set of step–by–step calculations using defined inputs at each step to produce a useful output; for multianalyte assays with algorithmic analyses (MAAA), the output involves some sort of diagnostic or prognostic information about treatment options or disease outcomes. Antibody: A protein produced by the body as an immune–system response to a specific antigen, such as a bacteria or foreign substance; lab tests may utilize reactions between antibodies and antigens to identify a substance in a patient specimen; may also be referred to as immunoglobulin (Ig). Biomarker, biological marker, biochemical marker: A measurable substance, such as an enzyme, protein, or gene, that is an indicator of a condition, disease, or normal or abnormal process. Cytokines: Small proteins, such as interferons and interleukins, involved in controlling the activity of the immune system. Immunoassay: A biochemical test that uses an antibody/antigen reaction to detect and possibly quantify a specific substance present in the specimen, such as blood. Plasma: The liquid portion of blood that typically suspends blood cells; plasma accounts for about 55 percent of blood volume and contains important components such as proteins, electrolytes, hormones, and coagulation factors. Tips Use this code only for the appropriate proprietary test; report one unit of this code for a single specimen analyzed on a single date of service. Additional Info “U” codes are included in the CPT® code set to identify specific proprietary laboratory analyses (PLA) tests. PLA codes take precedence over the usual 80000 series codes for laboratory/pathology. Use this code only for the above–described test; do not report this test using any other CPT® code. PLA code descriptors follow existing code conventions when possible, and lab techniques used include multianalyte assays with algorithmic analyses (MAAA) and genomic sequencing procedures (GSP), among others. Read Less | Range Specific Guideline Proprietary laboratory analyses (PLA) codes describe proprietary clinical laboratory analyses and can be either provided by a single ("sole-source") laboratory or licensed or marketed to multiple providing laboratories (eg, cleared or approved by the Food and Drug Administration [FDA]). This subsection includes advanced diagnostic laboratory tests (ADLTs) and clinical diagnostic laboratory tests (CDLTs), as defined under the Protecting Access to Medicare Act (PAMA) of 2014. These analyses may include a range of medical laboratory tests including, but not limited to, multianalyte assays with algorithmic analyses (MAAA) and genomic sequencing procedures (GSP). The descriptor nomenclature follows, where possible, existing code conventions (eg, MAAA, GSP). Unless specifically noted, even though the Proprietary Laboratory Analyses section of the code set is located at the end of the Pathology and Laboratory section of the code set, a PLA code does not fulfill Category I code criteria. PLA codes are not required to fulfill the Category I criteria. The standards for inclusion in the PLA section are: The test must be commercially available in the United States for use on human specimens and The clinical laboratory or manufacturer that offers the test must request the code. For similar laboratory analyses that fulfill Category I criteria, see codes listed in the numeric 80000 series. When a PLA code is available to report a given proprietary laboratory service, that PLA code takes precedence. The service should not be reported with any other CPT® code(s) and other CPT® code(s) should not be used to report services that may be reported with that specific PLA code. These codes encompass all analytical services required for the analysis (eg, cell lysis, nucleic acid stabilization, extraction, digestion, amplification, hybridization and detection). For molecular analyses, additional procedures that are required prior to cell lysis (eg, microdissection [codes 88380 and 88381]) may be reported separately. Codes in this subsection are released on a quarterly basis to expedite dissemination for reporting. PLA codes will be published electronically on the AMA CPT® website (ama-assn.org/cpt-pla-codes), distributed via CPT® data files on a quarterly basis, and, at a minimum, made available in print annually in the CPT® codebook. See the Introduction section of the CPT® code set for a complete list of the dates of release and implementation. All codes that are included in this section are also included in Appendix O, with the procedure's proprietary name. In order to report a PLA code, the analysis performed must fulfill the code descriptor and must be the test represented by the proprietary name listed in Appendix O. In some instances, the descriptor language of PLA codes may be identical and the code may only be differentiated by the listed proprietary name in Appendix O. When more than one PLA has an identical descriptor, the codes will be denoted by the symbol "â™“." All PLA tests will have assigned codes in the PLA section of the code set. Any PLA coded test(s) that satisfies Category I criteria and has been accepted by the CPT® Editorial Panel will be designated by the addition of the symbol "^" to the existing PLA code and will remain in the PLA section of the code set. If a proprietary test has already been accepted for a Category I code and a code has not been published, subsequent application for a PLA code will take precedence. The code will only be placed in the PLA section. The accuracy of a PLA code is to be maintained by the original applicant, or the current owner of the test kit or laboratory performing the proprietary test. A new PLA code is required when: 1. Additional nucleic acid (DNA or RNA) and/or protein analysis(es) are added to the current PLA test, or 2. The name of the PLA test has changed in association with changes in test performance or test characteristics. The addition or modification of the therapeutic applications of the test require submission of a code change application, but it may not require a new code number. | 0001U-0599U | https://www.aapc.com/codes/cpt-codes/0447U | 2025-10-27T18:41:47.327384Z
0449U | Carrier screening for severe inherited conditions (eg, cystic fibrosis, spinal muscular atrophy, beta hemoglobinopathies [including sickle cell disease], alpha thalassemia), regardless of race or self-identified ancestry, genomic sequence analysis panel, must include analysis of 5 genes (CFTR, SMN1, HBB, HBA1, HBA2) | This is a Proprietary Laboratory Analyses (PLA) code, meaning that the code applies to only one unique lab test made by a specific manufacturer or performed by a specific lab. Report 0449U only for UNITY Carrier Screen™ from BillionToOne Laboratory. The test must include analysis of five genes, CFTR, SMN1, HBB, HBA1, and HBA2. The test is a next–generation sequencing (NGS) panel to screen the patient to see if they are a carrier for severe inherited conditions. Explanation Using a specimen, such as a blood specimen, the lab analyst performs a next–generation sequencing panel to evaluate at least five genes (CFTR, SMN1, HBB, HBA1, and HBA2). NGS uses an automated instrument that can simultaneously determine the order of DNA or RNA nucleotides in many genes. Clinicians may order this test to screen a patient to see if they are a carrier for severe inherited conditions. Examples include cystic fibrosis, spinal muscular atrophy, beta hemoglobinopathies (including sickle cell disease), and alpha thalassemia. Terminology Alpha thalassemia: A blood disorder that reduces the production of hemoglobin (the protein in red blood cells that carries oxygen to cells throughout the body); this condition is caused by mutations in the genes that help control the production of alpha globin, a component of hemoglobin; there are two main types of alpha thalassemia, which are distinguished by their severity: alpha thalassemia major, which is a very severe form of the disease, and alpha thalassemia minor, which is a milder form; symptoms can range from mild anemia to more severe health problems such as growth failure, bone abnormalities, and life–threatening complications. Atrophy: Reduction in the amount of tissue, which can be due to aging, malnourishment, or lack of exercise; loss of muscle bulk is an example of atrophy. Cystic fibrosis: An inherited disorder characterized by the production of thick, sticky mucus that blocks pancreatic ducts and clogs the lungs. Next–generation sequencing (NGS): A general term for a number of different modern DNA and RNA sequencing technologies that are quicker and cheaper than the previous methods; also known as high–throughput sequencing. Sickle cell disease: A group of inherited red blood cell (RBC) disorders caused by an abnormal protein in the RBCs that gives the cells a curved sickle shape and results in RBC death with anemia and other complications. Tips Use this code only for the appropriate proprietary test; report one unit of this code for a single specimen analyzed on a single date of service. Additional Info “U” codes are included in the CPT® code set to identify specific proprietary laboratory analyses (PLA) tests. PLA codes take precedence over the usual 80000 series codes for laboratory/pathology. Use this code only for the above–described test; do not report this test using any other CPT® code. PLA code descriptors follow existing code conventions when possible, and lab techniques used include multianalyte assays with algorithmic analyses (MAAA) and genomic sequencing procedures (GSP), among others. Read Less | Range Specific Guideline Proprietary laboratory analyses (PLA) codes describe proprietary clinical laboratory analyses and can be either provided by a single ("sole-source") laboratory or licensed or marketed to multiple providing laboratories (eg, cleared or approved by the Food and Drug Administration [FDA]). This subsection includes advanced diagnostic laboratory tests (ADLTs) and clinical diagnostic laboratory tests (CDLTs), as defined under the Protecting Access to Medicare Act (PAMA) of 2014. These analyses may include a range of medical laboratory tests including, but not limited to, multianalyte assays with algorithmic analyses (MAAA) and genomic sequencing procedures (GSP). The descriptor nomenclature follows, where possible, existing code conventions (eg, MAAA, GSP). Unless specifically noted, even though the Proprietary Laboratory Analyses section of the code set is located at the end of the Pathology and Laboratory section of the code set, a PLA code does not fulfill Category I code criteria. PLA codes are not required to fulfill the Category I criteria. The standards for inclusion in the PLA section are: The test must be commercially available in the United States for use on human specimens and The clinical laboratory or manufacturer that offers the test must request the code. For similar laboratory analyses that fulfill Category I criteria, see codes listed in the numeric 80000 series. When a PLA code is available to report a given proprietary laboratory service, that PLA code takes precedence. The service should not be reported with any other CPT® code(s) and other CPT® code(s) should not be used to report services that may be reported with that specific PLA code. These codes encompass all analytical services required for the analysis (eg, cell lysis, nucleic acid stabilization, extraction, digestion, amplification, hybridization and detection). For molecular analyses, additional procedures that are required prior to cell lysis (eg, microdissection [codes 88380 and 88381]) may be reported separately. Codes in this subsection are released on a quarterly basis to expedite dissemination for reporting. PLA codes will be published electronically on the AMA CPT® website (ama-assn.org/cpt-pla-codes), distributed via CPT® data files on a quarterly basis, and, at a minimum, made available in print annually in the CPT® codebook. See the Introduction section of the CPT® code set for a complete list of the dates of release and implementation. All codes that are included in this section are also included in Appendix O, with the procedure's proprietary name. In order to report a PLA code, the analysis performed must fulfill the code descriptor and must be the test represented by the proprietary name listed in Appendix O. In some instances, the descriptor language of PLA codes may be identical and the code may only be differentiated by the listed proprietary name in Appendix O. When more than one PLA has an identical descriptor, the codes will be denoted by the symbol "â™“." All PLA tests will have assigned codes in the PLA section of the code set. Any PLA coded test(s) that satisfies Category I criteria and has been accepted by the CPT® Editorial Panel will be designated by the addition of the symbol "^" to the existing PLA code and will remain in the PLA section of the code set. If a proprietary test has already been accepted for a Category I code and a code has not been published, subsequent application for a PLA code will take precedence. The code will only be placed in the PLA section. The accuracy of a PLA code is to be maintained by the original applicant, or the current owner of the test kit or laboratory performing the proprietary test. A new PLA code is required when: 1. Additional nucleic acid (DNA or RNA) and/or protein analysis(es) are added to the current PLA test, or 2. The name of the PLA test has changed in association with changes in test performance or test characteristics. The addition or modification of the therapeutic applications of the test require submission of a code change application, but it may not require a new code number. | 0001U-0599U | https://www.aapc.com/codes/cpt-codes/0449U | 2025-10-27T18:42:05.062657Z
0452U | Oncology (bladder), methylated PENK DNA detection by linear target enrichment-quantitative methylation-specific real-time PCR (LTE-qMSP), urine, reported as likelihood of bladder cancer | This is a Proprietary Laboratory Analyses (PLA) code, meaning that the code applies to only one unique lab test made by a specific manufacturer or performed by a specific lab. Report 0452U only for EarlyTect® Bladder Cancer Detection (EarlyTect® BCD), Promis Diagnostics Inc. The test, on a urine specimen, uses linear target enrichment–quantitative methylation–specific real–time PCR (LTE–qMSP) for methylated PENK DNA detection. PENK methylation is a biomarker of bladder cancer, and the results are reported as the likelihood of bladder cancer. Explanation The lab analyst performs the steps necessary for linear target enrichment–quantitative methylation–specific real–time polymerase chain reaction (PCR), which is a laboratory technique to study specific parts of DNA. The first step, linear target enrichment, isolates the specific segments of DNA that are of interest for the study. This helps to focus the study on just the necessary parts. The next part of the process involves quantitative methylation–specific analysis. This is a way of measuring the methylation of DNA, a process that can control how genes are activated or deactivated. The final part of the process is real–time PCR. This is a technique that makes many copies of a specific part of DNA, so there’s enough to study. This test involves detection of methylated PENK DNA. PENK stands for proenkephalin, which is a molecule that the body processes to produce small proteins called enkephalins. PENK methylation is a biomarker for bladder cancer. The results are reported as the likelihood of bladder cancer. Clinicians may order this test for patients with hematuria (blood in the urine) to determine the likelihood that the patient has bladder cancer. Terminology Real–time polymerase chain reaction (real–time PCR): A laboratory technique that monitors the progress of a PCR reaction in real time and allows quantification (counting) of PCR product (DNA, cDNA, or RNA) from a relatively small amount; sometimes called quantitative PCR (qPCR). Tips Use this code only for the appropriate proprietary test; report one unit of this code for a single specimen analyzed on a single date of service. Additional Info “U” codes are included in the CPT® code set to identify specific proprietary laboratory analyses (PLA) tests. PLA codes take precedence over the usual 80000 series codes for laboratory/pathology. Use this code only for the above–described test; do not report this test using any other CPT® code. PLA code descriptors follow existing code conventions when possible, and lab techniques used include multianalyte assays with algorithmic analyses (MAAA) and genomic sequencing procedures (GSP), among others. Read Less | Range Specific Guideline Proprietary laboratory analyses (PLA) codes describe proprietary clinical laboratory analyses and can be either provided by a single ("sole-source") laboratory or licensed or marketed to multiple providing laboratories (eg, cleared or approved by the Food and Drug Administration [FDA]). This subsection includes advanced diagnostic laboratory tests (ADLTs) and clinical diagnostic laboratory tests (CDLTs), as defined under the Protecting Access to Medicare Act (PAMA) of 2014. These analyses may include a range of medical laboratory tests including, but not limited to, multianalyte assays with algorithmic analyses (MAAA) and genomic sequencing procedures (GSP). The descriptor nomenclature follows, where possible, existing code conventions (eg, MAAA, GSP). Unless specifically noted, even though the Proprietary Laboratory Analyses section of the code set is located at the end of the Pathology and Laboratory section of the code set, a PLA code does not fulfill Category I code criteria. PLA codes are not required to fulfill the Category I criteria. The standards for inclusion in the PLA section are: The test must be commercially available in the United States for use on human specimens and The clinical laboratory or manufacturer that offers the test must request the code. For similar laboratory analyses that fulfill Category I criteria, see codes listed in the numeric 80000 series. When a PLA code is available to report a given proprietary laboratory service, that PLA code takes precedence. The service should not be reported with any other CPT® code(s) and other CPT® code(s) should not be used to report services that may be reported with that specific PLA code. These codes encompass all analytical services required for the analysis (eg, cell lysis, nucleic acid stabilization, extraction, digestion, amplification, hybridization and detection). For molecular analyses, additional procedures that are required prior to cell lysis (eg, microdissection [codes 88380 and 88381]) may be reported separately. Codes in this subsection are released on a quarterly basis to expedite dissemination for reporting. PLA codes will be published electronically on the AMA CPT® website (ama-assn.org/cpt-pla-codes), distributed via CPT® data files on a quarterly basis, and, at a minimum, made available in print annually in the CPT® codebook. See the Introduction section of the CPT® code set for a complete list of the dates of release and implementation. All codes that are included in this section are also included in Appendix O, with the procedure's proprietary name. In order to report a PLA code, the analysis performed must fulfill the code descriptor and must be the test represented by the proprietary name listed in Appendix O. In some instances, the descriptor language of PLA codes may be identical and the code may only be differentiated by the listed proprietary name in Appendix O. When more than one PLA has an identical descriptor, the codes will be denoted by the symbol "â™“." All PLA tests will have assigned codes in the PLA section of the code set. Any PLA coded test(s) that satisfies Category I criteria and has been accepted by the CPT® Editorial Panel will be designated by the addition of the symbol "^" to the existing PLA code and will remain in the PLA section of the code set. If a proprietary test has already been accepted for a Category I code and a code has not been published, subsequent application for a PLA code will take precedence. The code will only be placed in the PLA section. The accuracy of a PLA code is to be maintained by the original applicant, or the current owner of the test kit or laboratory performing the proprietary test. A new PLA code is required when: 1. Additional nucleic acid (DNA or RNA) and/or protein analysis(es) are added to the current PLA test, or 2. The name of the PLA test has changed in association with changes in test performance or test characteristics. The addition or modification of the therapeutic applications of the test require submission of a code change application, but it may not require a new code number. | 0001U-0599U | https://www.aapc.com/codes/cpt-codes/0452U | 2025-10-27T18:42:23.256030Z
0453U | Oncology (colorectal cancer), cell-free DNA (cfDNA), methylation-based quantitative PCR assay (SEPTIN9, IKZF1, BCAT1, Septin9-2, VAV3, BCAN), plasma, reported as presence or absence of circulating tumor DNA (ctDNA) | This is a Proprietary Laboratory Analyses (PLA) code, meaning that the code applies to only one unique lab test made by a specific manufacturer or performed by a specific lab. Report 0453U only for ColonAiQ® from Breakthrough Genomics. The test is on a blood plasma specimen, which contains cell–free DNA (cfDNA), which includes circulating tumor DNA (ctDNA) if cancer is present. The test uses a quantitative polymerase chain reaction (PCR) assay to target certain genes that may undergo changes in their methylation patterns when colorectal cancer is present. The results indicate the presence or absence of circulating tumor DNA. Explanation The lab analyst performs the steps necessary for a methylation–based quantitative polymerase chain reaction (PCR) assay on a plasma sample from the patient. The plasma sample contains cell–free DNA (cfDNA), which includes circulating tumor DNA (ctDNA) if cancer is present. The lab uses methylation–based quantitative PCR assay to analyze this cfDNA. A PCR assay is a technique that amplifies a single or a few copies of a segment of DNA across several orders of magnitude, generating copies of a particular DNA sequence. This test specifically targets and amplifies certain genes, SEPTIN9, IKZF1, BCAT1, Septin9–2, VAV3, and BCAN, that may undergo changes in their methylation patterns when colorectal cancer is present. Methylation is a process that can turn genes on or off. The PCR assay amplifies these genes, making them easier to detect and analyze. The results of the test are then reported as either the presence or absence of ctDNA, indicating whether or not cancerous cells are present in the body. Clinicians may order this test as a noninvasive method of screening for colorectal cancer, a type of cancer that begins in the colon or rectum, parts of the large intestine. Terminology Cell–free DNA (cfDNA): Nonencapsulated DNA in the form of nucleic acid fragments that enter the bloodstream during apoptosis (programmed, or normal, cell death) or necrosis (cell death due to loss of blood supply from injury, radiation, or chemicals). Circulating–tumor DNA (ctDNA): DNA that comes from a tumor and circulates in the blood; a specific type of cell–free DNA. Methylation analysis: Analysis of DNA patterns following attachment of methyl groups to cytosine bases to indicate the presence or absence of genetic changes related to a disease. Real–time polymerase chain reaction (real–time PCR): A laboratory technique that monitors the progress of a PCR reaction in real time and allows quantification (counting) of PCR product (DNA, cDNA, or RNA) from a relatively small amount; sometimes called quantitative PCR (qPCR). Tips Use this code only for the appropriate proprietary test; report one unit of this code for a single specimen analyzed on a single date of service. Additional Info “U” codes are included in the CPT® code set to identify specific proprietary laboratory analyses (PLA) tests. PLA codes take precedence over the usual 80000 series codes for laboratory/pathology. Use this code only for the above–described test; do not report this test using any other CPT® code. PLA code descriptors follow existing code conventions when possible, and lab techniques used include multianalyte assays with algorithmic analyses (MAAA) and genomic sequencing procedures (GSP), among others. Read Less | Range Specific Guideline Proprietary laboratory analyses (PLA) codes describe proprietary clinical laboratory analyses and can be either provided by a single ("sole-source") laboratory or licensed or marketed to multiple providing laboratories (eg, cleared or approved by the Food and Drug Administration [FDA]). This subsection includes advanced diagnostic laboratory tests (ADLTs) and clinical diagnostic laboratory tests (CDLTs), as defined under the Protecting Access to Medicare Act (PAMA) of 2014. These analyses may include a range of medical laboratory tests including, but not limited to, multianalyte assays with algorithmic analyses (MAAA) and genomic sequencing procedures (GSP). The descriptor nomenclature follows, where possible, existing code conventions (eg, MAAA, GSP). Unless specifically noted, even though the Proprietary Laboratory Analyses section of the code set is located at the end of the Pathology and Laboratory section of the code set, a PLA code does not fulfill Category I code criteria. PLA codes are not required to fulfill the Category I criteria. The standards for inclusion in the PLA section are: The test must be commercially available in the United States for use on human specimens and The clinical laboratory or manufacturer that offers the test must request the code. For similar laboratory analyses that fulfill Category I criteria, see codes listed in the numeric 80000 series. When a PLA code is available to report a given proprietary laboratory service, that PLA code takes precedence. The service should not be reported with any other CPT® code(s) and other CPT® code(s) should not be used to report services that may be reported with that specific PLA code. These codes encompass all analytical services required for the analysis (eg, cell lysis, nucleic acid stabilization, extraction, digestion, amplification, hybridization and detection). For molecular analyses, additional procedures that are required prior to cell lysis (eg, microdissection [codes 88380 and 88381]) may be reported separately. Codes in this subsection are released on a quarterly basis to expedite dissemination for reporting. PLA codes will be published electronically on the AMA CPT® website (ama-assn.org/cpt-pla-codes), distributed via CPT® data files on a quarterly basis, and, at a minimum, made available in print annually in the CPT® codebook. See the Introduction section of the CPT® code set for a complete list of the dates of release and implementation. All codes that are included in this section are also included in Appendix O, with the procedure's proprietary name. In order to report a PLA code, the analysis performed must fulfill the code descriptor and must be the test represented by the proprietary name listed in Appendix O. In some instances, the descriptor language of PLA codes may be identical and the code may only be differentiated by the listed proprietary name in Appendix O. When more than one PLA has an identical descriptor, the codes will be denoted by the symbol "â™“." All PLA tests will have assigned codes in the PLA section of the code set. Any PLA coded test(s) that satisfies Category I criteria and has been accepted by the CPT® Editorial Panel will be designated by the addition of the symbol "^" to the existing PLA code and will remain in the PLA section of the code set. If a proprietary test has already been accepted for a Category I code and a code has not been published, subsequent application for a PLA code will take precedence. The code will only be placed in the PLA section. The accuracy of a PLA code is to be maintained by the original applicant, or the current owner of the test kit or laboratory performing the proprietary test. A new PLA code is required when: 1. Additional nucleic acid (DNA or RNA) and/or protein analysis(es) are added to the current PLA test, or 2. The name of the PLA test has changed in association with changes in test performance or test characteristics. The addition or modification of the therapeutic applications of the test require submission of a code change application, but it may not require a new code number. | 0001U-0599U | https://www.aapc.com/codes/cpt-codes/0453U | 2025-10-27T18:42:39.998854Z
0454U | Rare diseases (constitutional/heritable disorders), identification of copy number variations, inversions, insertions, translocations, and other structural variants by optical genome mapping Notes: (For additional PLA codes with identical clinical descriptor, see 0260U, 0264U. See Appendix O or the most current listing on the AMA CPT website to determine appropriate code assignment) | This is a Proprietary Laboratory Analyses (PLA) code, meaning that the code applies to only one unique lab test made by a specific manufacturer or performed by a specific lab. Report 0454U only for Chromosome Genome Mapping from UR Medicine Labs. The test, on a specimen such as blood, uses optical genome mapping (OGM) to identify chromosomal structural variants to aid in diagnosis of genetic disorders. Explanation The lab analyst performs optical genomic mapping (OGM), which offers a high–resolution view of the structural organization of chromosomes and DNA. OGM focuses on identifying and mapping structural variations in the genome, such as copy number variations, inversions, insertions, deletions, and translocations. The single assay provides similar data typically available using different assays, such as chromosomal microarray, Fragile X testing, and karyotyping. Clinicians may order this test to aid in diagnosis and treatment of patients with suspected genetic disorders. Terminology Chromosome: Found in the nucleus of cells, a chromosome is a DNA molecule that appears as a threadlike structure, especially during cell division; the chromosomes that determine the sex of an individual are called sex chromosomes; males have one Y and one X chromosome, while females have two X chromosomes. Deoxyribonucleic acid (DNA): A form of nucleic acid that consists of a sequence of specific biological chemicals (nucleotides) which carry genetic information. Duplication and/or deletion: Increase and/or decrease in the normal copy number, which is two copies of a gene sequence. Fragile X syndrome: A genetic disorder caused by a mutation in the FMR1 gene, resulting in intellectual disability and certain facial characteristics. Heritable: Refers to the variance of a genetic trait as it's expressed in a population, i.e., a certain genetic trait be expressed 80% of the time, 60% of the time, or 30% of the time; inheritable simply means that a certain trait, such a color of eyes or hair, is genetic. Karyotyping: A lab test that pairs all chromosomes of an organism to reveal number and structural features that could indicate genetic anomalies. Rearrangement: Alteration in gene sequence due to breakage and reattachment. Translocation: The process or genetic abnormality that occurs when disparate portions of one or more chromosomes become attached and create a hybrid segment, known as a fusion gene, inserted in one or both of the broken chromosomes. Variant: A gene that differs from the usual nucleic acid sequence due to events such as nucleotide deletions or insertions or substitutions; may cause conditions such as genetic disorders or cancer. Tips Use this code only for the appropriate proprietary test; report one unit of this code for a single specimen analyzed on a single date of service. Codes 0260U, 0264U, and 0454U have the same code descriptor but are performed by different labs; ensure that you use the correct code for the unique PLA test. Additional Info “U” codes are included in the CPT® code set to identify specific proprietary laboratory analyses (PLA) tests. PLA codes take precedence over the usual 80000 series codes for laboratory/pathology. Use this code only for the above–described test; do not report this test using any other CPT® code. PLA code descriptors follow existing code conventions when possible, and lab techniques used include multianalyte assays with algorithmic analyses (MAAA) and genomic sequencing procedures (GSP), among others. Read Less | Range Specific Guideline Proprietary laboratory analyses (PLA) codes describe proprietary clinical laboratory analyses and can be either provided by a single ("sole-source") laboratory or licensed or marketed to multiple providing laboratories (eg, cleared or approved by the Food and Drug Administration [FDA]). This subsection includes advanced diagnostic laboratory tests (ADLTs) and clinical diagnostic laboratory tests (CDLTs), as defined under the Protecting Access to Medicare Act (PAMA) of 2014. These analyses may include a range of medical laboratory tests including, but not limited to, multianalyte assays with algorithmic analyses (MAAA) and genomic sequencing procedures (GSP). The descriptor nomenclature follows, where possible, existing code conventions (eg, MAAA, GSP). Unless specifically noted, even though the Proprietary Laboratory Analyses section of the code set is located at the end of the Pathology and Laboratory section of the code set, a PLA code does not fulfill Category I code criteria. PLA codes are not required to fulfill the Category I criteria. The standards for inclusion in the PLA section are: The test must be commercially available in the United States for use on human specimens and The clinical laboratory or manufacturer that offers the test must request the code. For similar laboratory analyses that fulfill Category I criteria, see codes listed in the numeric 80000 series. When a PLA code is available to report a given proprietary laboratory service, that PLA code takes precedence. The service should not be reported with any other CPT® code(s) and other CPT® code(s) should not be used to report services that may be reported with that specific PLA code. These codes encompass all analytical services required for the analysis (eg, cell lysis, nucleic acid stabilization, extraction, digestion, amplification, hybridization and detection). For molecular analyses, additional procedures that are required prior to cell lysis (eg, microdissection [codes 88380 and 88381]) may be reported separately. Codes in this subsection are released on a quarterly basis to expedite dissemination for reporting. PLA codes will be published electronically on the AMA CPT® website (ama-assn.org/cpt-pla-codes), distributed via CPT® data files on a quarterly basis, and, at a minimum, made available in print annually in the CPT® codebook. See the Introduction section of the CPT® code set for a complete list of the dates of release and implementation. All codes that are included in this section are also included in Appendix O, with the procedure's proprietary name. In order to report a PLA code, the analysis performed must fulfill the code descriptor and must be the test represented by the proprietary name listed in Appendix O. In some instances, the descriptor language of PLA codes may be identical and the code may only be differentiated by the listed proprietary name in Appendix O. When more than one PLA has an identical descriptor, the codes will be denoted by the symbol "â™“." All PLA tests will have assigned codes in the PLA section of the code set. Any PLA coded test(s) that satisfies Category I criteria and has been accepted by the CPT® Editorial Panel will be designated by the addition of the symbol "^" to the existing PLA code and will remain in the PLA section of the code set. If a proprietary test has already been accepted for a Category I code and a code has not been published, subsequent application for a PLA code will take precedence. The code will only be placed in the PLA section. The accuracy of a PLA code is to be maintained by the original applicant, or the current owner of the test kit or laboratory performing the proprietary test. A new PLA code is required when: 1. Additional nucleic acid (DNA or RNA) and/or protein analysis(es) are added to the current PLA test, or 2. The name of the PLA test has changed in association with changes in test performance or test characteristics. The addition or modification of the therapeutic applications of the test require submission of a code change application, but it may not require a new code number. | 0001U-0599U | https://www.aapc.com/codes/cpt-codes/0454U | 2025-10-27T18:42:58.040114Z
0455U | Infectious agents (sexually transmitted infection), Chlamydia trachomatis, Neisseria gonorrhoeae, and Trichomonas vaginalis, multiplex amplified probe technique, vaginal, endocervical, gynecological specimens, oropharyngeal swabs, rectal swabs, female or male urine, each pathogen reported as detected or not detected | This is a Proprietary Laboratory Analyses (PLA) code, meaning that the code applies to only one unique lab test made by a specific manufacturer or performed by a specific lab. Report 0455U only for Abbott Alinity™ m STI Assay from Abbott Molecular Inc. The test evaluates vaginal swabs, endocervical swabs, gynecological specimens, oropharyngeal swabs, rectal swabs, female urine, or male urine using a multiplex amplified probe technique to detect Chlamydia trachomatis, Neisseria gonorrhoeae, and Trichomonas vaginalis, which cause common sexually transmitted infections (STIs). Explanation The lab analyst processes the specimen, such as a vaginal swab, endocervical swab, gynecological specimen, oropharyngeal swab, rectal swab, or female or male urine, using an instrument. The automated system extracts DNA and uses reverse transcription polymerase chain reaction (RT–PCR) to amplify (increase the number of) target genes to detect and differentiate Chlamydia trachomatis, Neisseria gonorrhoeae, and Trichomonas vaginalis. The procedure uses multiplex probe technique (able to simultaneously evaluate multiple analytes in a single procedure) and reports the findings for each organism as detected or not detected. Clinicians may order this test for male or female patients exhibiting symptoms, such as pain, sores, odor, or discharge, of a sexually transmitted infection (STI). Terminology Amplification: Making more copies of a desired gene for study by processes such as polymerase chain reaction (PCR) or transcription of DNA to RNA and reverse transcription from RNA to make an additional copy of the DNA. Chlamydia: A common sexually transmitted disease (STD) that results from infection with the bacterium Chlamydia trachomatis; it damages the reproductive system and can be passed from mother to baby during delivery Deoxyribonucleic acid (DNA): A form of nucleic acid that consists of a sequence of specific biological chemicals (nucleotides) which carry genetic information. Gonococcal infection: A venereal or sexually transmitted disease (STD) that results from infection with the bacterium Neisseria gonorrhoeae, also referred to as gonorrhea. Reverse transcription–polymerase chain reaction (RT–PCR): A technique to measure specimen RNA levels by reacting RNA with the enzyme reverse transcriptase to produce complementary DNA (cDNA), which is more stable than RNA, and then create more copies of the DNA by polymerase chain reaction (PCR). Ribonucleic acid (RNA): One of the essential building blocks of life, along with deoxyribonucleic acid (DNA) and proteins; RNA acts as a messenger (mRNA), carrying genetic information from DNA to proteins, helps regulate cellular processes, and, like enzymes, can speed up chemical reactions; RNA, rather than DNA, carries genetic information in some important viruses. Trichomonad: A parasitic protozoan that often infects the urogenital and digestive systems; a trichomonad has an undulating membrane and four flagella (microscopic whiplike tails), which allow it to swim. Tips Use this code only for the appropriate proprietary test; report one unit of this code for a single specimen analyzed on a single date of service. Additional Info “U” codes are included in the CPT® code set to identify specific proprietary laboratory analyses (PLA) tests. PLA codes take precedence over the usual 80000 series codes for laboratory/pathology. Use this code only for the above–described test; do not report this test using any other CPT® code. PLA code descriptors follow existing code conventions when possible, and lab techniques used include multianalyte assays with algorithmic analyses (MAAA) and genomic sequencing procedures (GSP), among others. Read Less | Range Specific Guideline Proprietary laboratory analyses (PLA) codes describe proprietary clinical laboratory analyses and can be either provided by a single ("sole-source") laboratory or licensed or marketed to multiple providing laboratories (eg, cleared or approved by the Food and Drug Administration [FDA]). This subsection includes advanced diagnostic laboratory tests (ADLTs) and clinical diagnostic laboratory tests (CDLTs), as defined under the Protecting Access to Medicare Act (PAMA) of 2014. These analyses may include a range of medical laboratory tests including, but not limited to, multianalyte assays with algorithmic analyses (MAAA) and genomic sequencing procedures (GSP). The descriptor nomenclature follows, where possible, existing code conventions (eg, MAAA, GSP). Unless specifically noted, even though the Proprietary Laboratory Analyses section of the code set is located at the end of the Pathology and Laboratory section of the code set, a PLA code does not fulfill Category I code criteria. PLA codes are not required to fulfill the Category I criteria. The standards for inclusion in the PLA section are: The test must be commercially available in the United States for use on human specimens and The clinical laboratory or manufacturer that offers the test must request the code. For similar laboratory analyses that fulfill Category I criteria, see codes listed in the numeric 80000 series. When a PLA code is available to report a given proprietary laboratory service, that PLA code takes precedence. The service should not be reported with any other CPT® code(s) and other CPT® code(s) should not be used to report services that may be reported with that specific PLA code. These codes encompass all analytical services required for the analysis (eg, cell lysis, nucleic acid stabilization, extraction, digestion, amplification, hybridization and detection). For molecular analyses, additional procedures that are required prior to cell lysis (eg, microdissection [codes 88380 and 88381]) may be reported separately. Codes in this subsection are released on a quarterly basis to expedite dissemination for reporting. PLA codes will be published electronically on the AMA CPT® website (ama-assn.org/cpt-pla-codes), distributed via CPT® data files on a quarterly basis, and, at a minimum, made available in print annually in the CPT® codebook. See the Introduction section of the CPT® code set for a complete list of the dates of release and implementation. All codes that are included in this section are also included in Appendix O, with the procedure's proprietary name. In order to report a PLA code, the analysis performed must fulfill the code descriptor and must be the test represented by the proprietary name listed in Appendix O. In some instances, the descriptor language of PLA codes may be identical and the code may only be differentiated by the listed proprietary name in Appendix O. When more than one PLA has an identical descriptor, the codes will be denoted by the symbol "â™“." All PLA tests will have assigned codes in the PLA section of the code set. Any PLA coded test(s) that satisfies Category I criteria and has been accepted by the CPT® Editorial Panel will be designated by the addition of the symbol "^" to the existing PLA code and will remain in the PLA section of the code set. If a proprietary test has already been accepted for a Category I code and a code has not been published, subsequent application for a PLA code will take precedence. The code will only be placed in the PLA section. The accuracy of a PLA code is to be maintained by the original applicant, or the current owner of the test kit or laboratory performing the proprietary test. A new PLA code is required when: 1. Additional nucleic acid (DNA or RNA) and/or protein analysis(es) are added to the current PLA test, or 2. The name of the PLA test has changed in association with changes in test performance or test characteristics. The addition or modification of the therapeutic applications of the test require submission of a code change application, but it may not require a new code number. | 0001U-0599U | https://www.aapc.com/codes/cpt-codes/0455U | 2025-10-27T18:43:14.871663Z
0457U | Perfluoroalkyl substances (PFAS) (eg, perfluorooctanoic acid, perfluorooctane sulfonic acid), 9 PFAS compounds by LC-MS/MS, plasma or serum, quantitative | This is a Proprietary Laboratory Analyses (PLA) code, meaning that the code applies to only one unique lab test made by a specific manufacturer or performed by a specific lab. Report 0457U only for PFAS (Forever Chemicals) 9 Panel from Quest Diagnostics®. This service uses liquid chromatography with tandem mass spectrometry (LC–MS/MS) on a blood plasma or serum sample. This test measures the levels of nine perfluoroalkyl substances (PFAS). PFAS are man–made chemicals that have been used in industry and consumer products, such as nonstick cookware, carpets, and firefighting foams. Explanation The lab analyst performs the steps necessary for liquid chromatography with tandem mass spectrometry (LC–MS/MS) on a blood plasma or serum specimen. Plasma is the clear, yellowish liquid portion of blood, in which cells are suspended. Serum is the liquid portion of the blood that remains after the blood cells and clotting factors have been removed. LC–MS/MS is a laboratory technique that separates and identifies the components of a mixture. In this process, liquid chromatography first separates the mixture into its individual components. Then, the components are analyzed by mass spectrometry twice (hence the term tandem). The test determines the amount of nine perfluoroalkyl substances (PFAS). PFAS are man–made chemicals that have been used in industry and consumer products, such as nonstick cookware, carpets, and firefighting foams. Patients may undergo this test to see what their PFAS levels are at the time of the blood sample collection, particularly if they have had high exposure due to their work or environment. Terminology Liquid chromatography–tandem mass spectrometry (LC–MS/MS): An automated laboratory test that combines liquid chromatography (LC), which separates components by passing the mixture through a mobile phase in which the components move at different rates, and two mass spectrometry (MS) steps, first to identify components by mass–to–charge ratio, and then to quantify the amounts of the components. Tips Use this code only for the appropriate proprietary test; report one unit of this code for a single specimen analyzed on a single date of service. Additional Info “U” codes are included in the CPT® code set to identify specific proprietary laboratory analyses (PLA) tests. PLA codes take precedence over the usual 80000 series codes for laboratory/pathology. Use this code only for the above–described test; do not report this test using any other CPT® code. PLA code descriptors follow existing code conventions when possible, and lab techniques used include multianalyte assays with algorithmic analyses (MAAA) and genomic sequencing procedures (GSP), among others. Read Less | Range Specific Guideline Proprietary laboratory analyses (PLA) codes describe proprietary clinical laboratory analyses and can be either provided by a single ("sole-source") laboratory or licensed or marketed to multiple providing laboratories (eg, cleared or approved by the Food and Drug Administration [FDA]). This subsection includes advanced diagnostic laboratory tests (ADLTs) and clinical diagnostic laboratory tests (CDLTs), as defined under the Protecting Access to Medicare Act (PAMA) of 2014. These analyses may include a range of medical laboratory tests including, but not limited to, multianalyte assays with algorithmic analyses (MAAA) and genomic sequencing procedures (GSP). The descriptor nomenclature follows, where possible, existing code conventions (eg, MAAA, GSP). Unless specifically noted, even though the Proprietary Laboratory Analyses section of the code set is located at the end of the Pathology and Laboratory section of the code set, a PLA code does not fulfill Category I code criteria. PLA codes are not required to fulfill the Category I criteria. The standards for inclusion in the PLA section are: The test must be commercially available in the United States for use on human specimens and The clinical laboratory or manufacturer that offers the test must request the code. For similar laboratory analyses that fulfill Category I criteria, see codes listed in the numeric 80000 series. When a PLA code is available to report a given proprietary laboratory service, that PLA code takes precedence. The service should not be reported with any other CPT® code(s) and other CPT® code(s) should not be used to report services that may be reported with that specific PLA code. These codes encompass all analytical services required for the analysis (eg, cell lysis, nucleic acid stabilization, extraction, digestion, amplification, hybridization and detection). For molecular analyses, additional procedures that are required prior to cell lysis (eg, microdissection [codes 88380 and 88381]) may be reported separately. Codes in this subsection are released on a quarterly basis to expedite dissemination for reporting. PLA codes will be published electronically on the AMA CPT® website (ama-assn.org/cpt-pla-codes), distributed via CPT® data files on a quarterly basis, and, at a minimum, made available in print annually in the CPT® codebook. See the Introduction section of the CPT® code set for a complete list of the dates of release and implementation. All codes that are included in this section are also included in Appendix O, with the procedure's proprietary name. In order to report a PLA code, the analysis performed must fulfill the code descriptor and must be the test represented by the proprietary name listed in Appendix O. In some instances, the descriptor language of PLA codes may be identical and the code may only be differentiated by the listed proprietary name in Appendix O. When more than one PLA has an identical descriptor, the codes will be denoted by the symbol "â™“." All PLA tests will have assigned codes in the PLA section of the code set. Any PLA coded test(s) that satisfies Category I criteria and has been accepted by the CPT® Editorial Panel will be designated by the addition of the symbol "^" to the existing PLA code and will remain in the PLA section of the code set. If a proprietary test has already been accepted for a Category I code and a code has not been published, subsequent application for a PLA code will take precedence. The code will only be placed in the PLA section. The accuracy of a PLA code is to be maintained by the original applicant, or the current owner of the test kit or laboratory performing the proprietary test. A new PLA code is required when: 1. Additional nucleic acid (DNA or RNA) and/or protein analysis(es) are added to the current PLA test, or 2. The name of the PLA test has changed in association with changes in test performance or test characteristics. The addition or modification of the therapeutic applications of the test require submission of a code change application, but it may not require a new code number. | 0001U-0599U | https://www.aapc.com/codes/cpt-codes/0457U | 2025-10-27T18:43:32.415868Z
0458U | Oncology (breast cancer), S100A8 and S100A9, by enzyme-linked immunosorbent assay (ELISA), tear fluid with age, algorithm reported as a risk score | This is a Proprietary Laboratory Analyses (PLA) code, meaning that the code applies to only one unique lab test made by a specific manufacturer or performed by a specific lab. Report 0458U for Auria® from Namida Lab Inc. An enzyme–linked immunosorbent assay (ELISA) test evaluates a tear–fluid specimen for the proteins S100A8 and S100A9, which may be biomarkers for breast cancer. Using an algorithmic analysis, the results report a risk score for the patient to help inform decisions about performing further evaluations. Explanation The lab analyst performs the technical steps to test the patient’s tear–fluid specimen for the proteins S100A8 and S100A9. The analyst uses enzyme linked immunosorbent assay (ELISA). The test may include various steps such as reacting the specimen with test antibody, incubating the mixture, adding an agent to detect the antigen antibody complex (such as a stain, fluorescent, or other marker), and interpreting the results. The service includes both the analytical services to produce test results and using those results for an algorithmic analysis that reports the findings as a risk score. Patients may take this test to get an indication of the level of inflammation in their breast tissue, which may indicate the need for further evaluation. As an example, a score in the high category suggests elevated inflammation, so the patient may want to schedule a screening mammogram or discuss the results with their provider in the near future to determine whether the cause is benign or malignant. Terminology Algorithm: A specific set of step–by–step calculations using defined inputs at each step to produce a useful output; for multianalyte assays with algorithmic analyses (MAAA), the output involves some sort of diagnostic or prognostic information about treatment options or disease outcomes. Antibody: Also called immunoglobulin; a protein that the body produces in the blood as part of the immune response to neutralize specific invaders such as bacteria or viruses, but occasionally reacts to the patient’s own body; lab tests may utilize reactions between antibodies and antigens to identify a substance in a patient specimen. Antigen: Foreign bodies, such as bacteria, that enter the human body, or substances that form within the body, that cause an immune response, such as antibody production, and possibly infection; lab tests may utilize reactions between antibodies and antigens to identify a substance in a patient specimen. Enzyme: A biological compound that acts as a selective catalyst to increase the rate and specificity of certain biochemical reactions, such as breaking down a specific compound. Immunoassay: A biochemical test that uses an antibody/antigen reaction to detect and possibly quantify a specific substance present in the specimen, such as blood. Tips Use this code only for the appropriate proprietary test; report one unit of this code for a single specimen analyzed on a single date of service. Additional Info “U” codes are included in the CPT® code set to identify specific proprietary laboratory analyses (PLA) tests. PLA codes take precedence over the usual 80000 series codes for laboratory/pathology. Use this code only for the above–described test; do not report this test using any other CPT® code. PLA code descriptors follow existing code conventions when possible, and lab techniques used include multianalyte assays with algorithmic analyses (MAAA) and genomic sequencing procedures (GSP), among others. Read Less | Range Specific Guideline Proprietary laboratory analyses (PLA) codes describe proprietary clinical laboratory analyses and can be either provided by a single ("sole-source") laboratory or licensed or marketed to multiple providing laboratories (eg, cleared or approved by the Food and Drug Administration [FDA]). This subsection includes advanced diagnostic laboratory tests (ADLTs) and clinical diagnostic laboratory tests (CDLTs), as defined under the Protecting Access to Medicare Act (PAMA) of 2014. These analyses may include a range of medical laboratory tests including, but not limited to, multianalyte assays with algorithmic analyses (MAAA) and genomic sequencing procedures (GSP). The descriptor nomenclature follows, where possible, existing code conventions (eg, MAAA, GSP). Unless specifically noted, even though the Proprietary Laboratory Analyses section of the code set is located at the end of the Pathology and Laboratory section of the code set, a PLA code does not fulfill Category I code criteria. PLA codes are not required to fulfill the Category I criteria. The standards for inclusion in the PLA section are: The test must be commercially available in the United States for use on human specimens and The clinical laboratory or manufacturer that offers the test must request the code. For similar laboratory analyses that fulfill Category I criteria, see codes listed in the numeric 80000 series. When a PLA code is available to report a given proprietary laboratory service, that PLA code takes precedence. The service should not be reported with any other CPT® code(s) and other CPT® code(s) should not be used to report services that may be reported with that specific PLA code. These codes encompass all analytical services required for the analysis (eg, cell lysis, nucleic acid stabilization, extraction, digestion, amplification, hybridization and detection). For molecular analyses, additional procedures that are required prior to cell lysis (eg, microdissection [codes 88380 and 88381]) may be reported separately. Codes in this subsection are released on a quarterly basis to expedite dissemination for reporting. PLA codes will be published electronically on the AMA CPT® website (ama-assn.org/cpt-pla-codes), distributed via CPT® data files on a quarterly basis, and, at a minimum, made available in print annually in the CPT® codebook. See the Introduction section of the CPT® code set for a complete list of the dates of release and implementation. All codes that are included in this section are also included in Appendix O, with the procedure's proprietary name. In order to report a PLA code, the analysis performed must fulfill the code descriptor and must be the test represented by the proprietary name listed in Appendix O. In some instances, the descriptor language of PLA codes may be identical and the code may only be differentiated by the listed proprietary name in Appendix O. When more than one PLA has an identical descriptor, the codes will be denoted by the symbol "â™“." All PLA tests will have assigned codes in the PLA section of the code set. Any PLA coded test(s) that satisfies Category I criteria and has been accepted by the CPT® Editorial Panel will be designated by the addition of the symbol "^" to the existing PLA code and will remain in the PLA section of the code set. If a proprietary test has already been accepted for a Category I code and a code has not been published, subsequent application for a PLA code will take precedence. The code will only be placed in the PLA section. The accuracy of a PLA code is to be maintained by the original applicant, or the current owner of the test kit or laboratory performing the proprietary test. A new PLA code is required when: 1. Additional nucleic acid (DNA or RNA) and/or protein analysis(es) are added to the current PLA test, or 2. The name of the PLA test has changed in association with changes in test performance or test characteristics. The addition or modification of the therapeutic applications of the test require submission of a code change application, but it may not require a new code number. | 0001U-0599U | https://www.aapc.com/codes/cpt-codes/0458U | 2025-10-27T18:43:50.343514Z
0459U | ?-amyloid (Abeta42) and total tau (tTau), electrochemiluminescent immunoassay (ECLIA), cerebral spinal fluid, ratio reported as positive or negative for amyloid pathology | This is a Proprietary Laboratory Analyses (PLA) code, meaning that the code applies to only one unique lab test made by a specific manufacturer or performed by a specific lab. Report 0459U only for Elecsys® Total Tau CSF (tTau) and β–Amyloid (1–42) CSF II (Abeta 42) Ratio from Roche Diagnostics Operations Inc. The test uses cerebrospinal fluid for electrochemiluminescent immunoassay (ECLIA) tests that generate a tTau/Abeta42 ratio value, which may help the provider diagnose a patient with signs of cognitive impairment. Explanation The lab analyst performs electrochemiluminescent immunoassay (ECLIA) tests to measure the predictive biomarkers β–Amyloid (1–42) (Abeta42) and total Tau (tTau) in cerebrospinal fluid. The lab analyst carries out multiple technical steps to process and test the specimen using immunoassay methods that include placing the specimens in the wells of an automated device, along with a chemiluminescent reagent that binds to the detection antibody only when activated by an electrical charge. The lab analyst runs the Abeta42 and tTau assays individually, and a system uses the individual results to calculate a tTau/Abeta42 ratio value. A positive result, defined as a tTau/Abeta42 ratio value above a defined cutoff, is consistent with a positive amyloid positron emission tomography (PET) scan result, which may be indicative of Alzheimer’s disease. Clinicians may order this test for patients being evaluated for Alzheimer’s disease and other causes of cognitive impairment. The provider can use the results in addition to other clinical diagnostic evaluations to diagnose the patient and develop treatment plans. Terminology Alzheimer’s disease: A slowly progressive form of dementia characterized by beta–amyloid plaques (microscopic clumps of pieces of protein), tangles (strands) of the tau protein (abundant in the central nervous system but not elsewhere), brain inflammation, and damage and eventual death of brain cells. Antibody: A protein produced by the body as an immune–system response to a specific antigen, such as a bacteria or foreign substance; lab tests may utilize reactions between antibodies and antigens to identify a substance in a patient specimen; may also be referred to as immunoglobulin (Ig). Cerebrospinal fluid (CSF): A clear serum–like fluid that circulates in the ventricles of the brain and around the surface of the brain and spinal cord; it helps maintain uniform pressure within the spinal cord and brain. Cognitive: Referring to the brain's intellectual activity, such as thinking, remembering, or reasoning. Electrochemiluminescence immunoassay (ECLIA): A laboratory testing method that uses the electrochemical properties of specific markers to produce light and identify a substance with a luminometer. Immunoassay: A biochemical test that uses an antibody/antigen reaction to detect and possibly quantify a specific substance present in the specimen, such as blood. Positron emission tomography (PET): A nuclear medicine imaging technique that produces a three–dimensional image of functional processes in the body; the system detects pairs of gamma rays emitted indirectly by a positron–emitting radionuclide (tracer), which is introduced into the body on a biologically active molecule (glucose). Reagent: A substance used in a lab test to bring about a desired change or reaction, often to reveal the presence or quantity of another substance that is the focus of the test. Tips Use this code only for the appropriate proprietary test. Additional Info “U” codes are included in the CPT® code set to identify specific proprietary laboratory analyses (PLA) tests. PLA codes take precedence over the usual 80000 series codes for laboratory/pathology. Use this code only for the above–described test; do not report this test using any other CPT® code. PLA code descriptors follow existing code conventions when possible, and lab techniques used include multianalyte assays with algorithmic analyses (MAAA) and genomic sequencing procedures (GSP), among others. Read Less | Range Specific Guideline Proprietary laboratory analyses (PLA) codes describe proprietary clinical laboratory analyses and can be either provided by a single ("sole-source") laboratory or licensed or marketed to multiple providing laboratories (eg, cleared or approved by the Food and Drug Administration [FDA]). This subsection includes advanced diagnostic laboratory tests (ADLTs) and clinical diagnostic laboratory tests (CDLTs), as defined under the Protecting Access to Medicare Act (PAMA) of 2014. These analyses may include a range of medical laboratory tests including, but not limited to, multianalyte assays with algorithmic analyses (MAAA) and genomic sequencing procedures (GSP). The descriptor nomenclature follows, where possible, existing code conventions (eg, MAAA, GSP). Unless specifically noted, even though the Proprietary Laboratory Analyses section of the code set is located at the end of the Pathology and Laboratory section of the code set, a PLA code does not fulfill Category I code criteria. PLA codes are not required to fulfill the Category I criteria. The standards for inclusion in the PLA section are: The test must be commercially available in the United States for use on human specimens and The clinical laboratory or manufacturer that offers the test must request the code. For similar laboratory analyses that fulfill Category I criteria, see codes listed in the numeric 80000 series. When a PLA code is available to report a given proprietary laboratory service, that PLA code takes precedence. The service should not be reported with any other CPT® code(s) and other CPT® code(s) should not be used to report services that may be reported with that specific PLA code. These codes encompass all analytical services required for the analysis (eg, cell lysis, nucleic acid stabilization, extraction, digestion, amplification, hybridization and detection). For molecular analyses, additional procedures that are required prior to cell lysis (eg, microdissection [codes 88380 and 88381]) may be reported separately. Codes in this subsection are released on a quarterly basis to expedite dissemination for reporting. PLA codes will be published electronically on the AMA CPT® website (ama-assn.org/cpt-pla-codes), distributed via CPT® data files on a quarterly basis, and, at a minimum, made available in print annually in the CPT® codebook. See the Introduction section of the CPT® code set for a complete list of the dates of release and implementation. All codes that are included in this section are also included in Appendix O, with the procedure's proprietary name. In order to report a PLA code, the analysis performed must fulfill the code descriptor and must be the test represented by the proprietary name listed in Appendix O. In some instances, the descriptor language of PLA codes may be identical and the code may only be differentiated by the listed proprietary name in Appendix O. When more than one PLA has an identical descriptor, the codes will be denoted by the symbol "â™“." All PLA tests will have assigned codes in the PLA section of the code set. Any PLA coded test(s) that satisfies Category I criteria and has been accepted by the CPT® Editorial Panel will be designated by the addition of the symbol "^" to the existing PLA code and will remain in the PLA section of the code set. If a proprietary test has already been accepted for a Category I code and a code has not been published, subsequent application for a PLA code will take precedence. The code will only be placed in the PLA section. The accuracy of a PLA code is to be maintained by the original applicant, or the current owner of the test kit or laboratory performing the proprietary test. A new PLA code is required when: 1. Additional nucleic acid (DNA or RNA) and/or protein analysis(es) are added to the current PLA test, or 2. The name of the PLA test has changed in association with changes in test performance or test characteristics. The addition or modification of the therapeutic applications of the test require submission of a code change application, but it may not require a new code number. | 0001U-0599U | https://www.aapc.com/codes/cpt-codes/0459U | 2025-10-27T18:44:08.259373Z
0460U | Oncology, whole blood or buccal, DNA single-nucleotide polymorphism (SNP) genotyping by real-time PCR of 24 genes, with variant analysis and reported phenotypes | This is a Proprietary Laboratory Analyses (PLA) code, meaning that the code applies to only one unique lab test made by a specific manufacturer or performed by a specific lab. Report 0460U only for RightMed® Oncology Gene Report from OneOme® LLC. This test uses a whole blood or buccal (cheek) swab specimen and involves DNA single–nucleotide polymorphism (SNP) genotyping of 24 genes. SNP genotyping identifies variations in single nucleotides, the building blocks of DNA. The test also reports phenotypes (observable traits) based on the analysis. Explanation The lab analyst prepares the whole blood sample or a buccal swab (from the cheek, inside the mouth). The analyst extracts the DNA from the sample and subjects it to single–nucleotide polymorphism (SNP) genotyping, which involves identifying variations in single nucleotides, the building blocks of DNA. The analyst performs this genotyping using real–time polymerase chain reaction (PCR), a technique that amplifies targeted DNA sequences and allows for the detection and quantification of specific genetic variations. The analyst uses the real–time PCR to analyze 24 specific genes. The results from the PCR are analyzed to identify any variants, or differences, in the genes compared to a reference sequence. The test also reports phenotypes (observable traits) based on the analysis. Clinicians may order this test for patients to gain insights into genes related to cancer and cancer therapy. Terminology Gene expression: The two–step process by which cells generate messenger RNA (mRNA) from a DNA template (transcription), then generate a protein from the mRNA template (translation). Real–time polymerase chain reaction (real–time PCR): A laboratory technique that monitors the progress of a PCR reaction in real time and allows quantification (counting) of PCR product (DNA, cDNA, or RNA) from a relatively small amount; sometimes called quantitative PCR (qPCR). Single nucleotide polymorphism (SNP): Compared to the population, a difference in a single nucleotide in a nucleic acid sequence that may be associated with a specific disease or condition. Tips Use this code only for the appropriate proprietary test. Additional Info “U” codes are included in the CPT® code set to identify specific proprietary laboratory analyses (PLA) tests. PLA codes take precedence over the usual 80000 series codes for laboratory/pathology. Use this code only for the above–described test; do not report this test using any other CPT® code. PLA code descriptors follow existing code conventions when possible, and lab techniques used include multianalyte assays with algorithmic analyses (MAAA) and genomic sequencing procedures (GSP), among others. Read Less | Range Specific Guideline Proprietary laboratory analyses (PLA) codes describe proprietary clinical laboratory analyses and can be either provided by a single ("sole-source") laboratory or licensed or marketed to multiple providing laboratories (eg, cleared or approved by the Food and Drug Administration [FDA]). This subsection includes advanced diagnostic laboratory tests (ADLTs) and clinical diagnostic laboratory tests (CDLTs), as defined under the Protecting Access to Medicare Act (PAMA) of 2014. These analyses may include a range of medical laboratory tests including, but not limited to, multianalyte assays with algorithmic analyses (MAAA) and genomic sequencing procedures (GSP). The descriptor nomenclature follows, where possible, existing code conventions (eg, MAAA, GSP). Unless specifically noted, even though the Proprietary Laboratory Analyses section of the code set is located at the end of the Pathology and Laboratory section of the code set, a PLA code does not fulfill Category I code criteria. PLA codes are not required to fulfill the Category I criteria. The standards for inclusion in the PLA section are: The test must be commercially available in the United States for use on human specimens and The clinical laboratory or manufacturer that offers the test must request the code. For similar laboratory analyses that fulfill Category I criteria, see codes listed in the numeric 80000 series. When a PLA code is available to report a given proprietary laboratory service, that PLA code takes precedence. The service should not be reported with any other CPT® code(s) and other CPT® code(s) should not be used to report services that may be reported with that specific PLA code. These codes encompass all analytical services required for the analysis (eg, cell lysis, nucleic acid stabilization, extraction, digestion, amplification, hybridization and detection). For molecular analyses, additional procedures that are required prior to cell lysis (eg, microdissection [codes 88380 and 88381]) may be reported separately. Codes in this subsection are released on a quarterly basis to expedite dissemination for reporting. PLA codes will be published electronically on the AMA CPT® website (ama-assn.org/cpt-pla-codes), distributed via CPT® data files on a quarterly basis, and, at a minimum, made available in print annually in the CPT® codebook. See the Introduction section of the CPT® code set for a complete list of the dates of release and implementation. All codes that are included in this section are also included in Appendix O, with the procedure's proprietary name. In order to report a PLA code, the analysis performed must fulfill the code descriptor and must be the test represented by the proprietary name listed in Appendix O. In some instances, the descriptor language of PLA codes may be identical and the code may only be differentiated by the listed proprietary name in Appendix O. When more than one PLA has an identical descriptor, the codes will be denoted by the symbol "â™“." All PLA tests will have assigned codes in the PLA section of the code set. Any PLA coded test(s) that satisfies Category I criteria and has been accepted by the CPT® Editorial Panel will be designated by the addition of the symbol "^" to the existing PLA code and will remain in the PLA section of the code set. If a proprietary test has already been accepted for a Category I code and a code has not been published, subsequent application for a PLA code will take precedence. The code will only be placed in the PLA section. The accuracy of a PLA code is to be maintained by the original applicant, or the current owner of the test kit or laboratory performing the proprietary test. A new PLA code is required when: 1. Additional nucleic acid (DNA or RNA) and/or protein analysis(es) are added to the current PLA test, or 2. The name of the PLA test has changed in association with changes in test performance or test characteristics. The addition or modification of the therapeutic applications of the test require submission of a code change application, but it may not require a new code number. | 0001U-0599U | https://www.aapc.com/codes/cpt-codes/0460U | 2025-10-27T18:44:26.392037Z
0461U | Oncology, pharmacogenomic analysis of single-nucleotide polymorphism (SNP) genotyping by real-time PCR of 24 genes, whole blood or buccal swab, with variant analysis, including impacted gene-drug interactions and reported phenotypes | This is a Proprietary Laboratory Analyses (PLA) code, meaning that the code applies to only one unique lab test made by a specific manufacturer or performed by a specific lab. Report 0461U only for RightMed® Oncology Medication Report from OneOme® LLC. This test uses a whole blood or buccal (cheek) swab specimen and involves single–nucleotide polymorphism (SNP) genotyping of 24 genes. SNP genotyping identifies variations in single nucleotides, the building blocks of DNA. The test reports phenotypes (observable traits) based on the analysis and reports likely gene–drug interactions to help inform the provider’s decisions regarding cancer therapy for the patient. Explanation The lab analyst prepares the whole blood sample or a buccal swab (from the cheek, inside the mouth). The analyst prepares the sample and subjects it to single–nucleotide polymorphism (SNP) genotyping, which involves identifying variations in single nucleotides, the building blocks of DNA. The analyst performs this genotyping using real–time polymerase chain reaction (PCR), a technique that amplifies targeted DNA sequences and allows for the detection and quantification of specific genetic variations. The analyst uses the real–time PCR to analyze 24 specific genes. The results from the PCR are analyzed to identify any variants, or differences, in the genes compared to a reference sequence. The test reports provides a gene report that indicates the patient’s gene [removed]phenotype) of the 24 genes as it relates to possible adverse drug reactions and how the patient may respond to certain drugs. Clinicians may order this test for patients to gain insights into genes related to cancer therapy. The results help inform he provider’s decisions regarding cancer therapy for the patient. Terminology Gene expression: The two–step process by which cells generate messenger RNA (mRNA) from a DNA template (transcription), then generate a protein from the mRNA template (translation). Real–time polymerase chain reaction (real–time PCR): A laboratory technique that monitors the progress of a PCR reaction in real time and allows quantification (counting) of PCR product (DNA, cDNA, or RNA) from a relatively small amount; sometimes called quantitative PCR (qPCR). Single nucleotide polymorphism (SNP): Compared to the population, a difference in a single nucleotide in a nucleic acid sequence that may be associated with a specific disease or condition. Tips Use this code only for the appropriate proprietary test. Additional Info “U” codes are included in the CPT® code set to identify specific proprietary laboratory analyses (PLA) tests. PLA codes take precedence over the usual 80000 series codes for laboratory/pathology. Use this code only for the above–described test; do not report this test using any other CPT® code. PLA code descriptors follow existing code conventions when possible, and lab techniques used include multianalyte assays with algorithmic analyses (MAAA) and genomic sequencing procedures (GSP), among others. Read Less | Range Specific Guideline Proprietary laboratory analyses (PLA) codes describe proprietary clinical laboratory analyses and can be either provided by a single ("sole-source") laboratory or licensed or marketed to multiple providing laboratories (eg, cleared or approved by the Food and Drug Administration [FDA]). This subsection includes advanced diagnostic laboratory tests (ADLTs) and clinical diagnostic laboratory tests (CDLTs), as defined under the Protecting Access to Medicare Act (PAMA) of 2014. These analyses may include a range of medical laboratory tests including, but not limited to, multianalyte assays with algorithmic analyses (MAAA) and genomic sequencing procedures (GSP). The descriptor nomenclature follows, where possible, existing code conventions (eg, MAAA, GSP). Unless specifically noted, even though the Proprietary Laboratory Analyses section of the code set is located at the end of the Pathology and Laboratory section of the code set, a PLA code does not fulfill Category I code criteria. PLA codes are not required to fulfill the Category I criteria. The standards for inclusion in the PLA section are: The test must be commercially available in the United States for use on human specimens and The clinical laboratory or manufacturer that offers the test must request the code. For similar laboratory analyses that fulfill Category I criteria, see codes listed in the numeric 80000 series. When a PLA code is available to report a given proprietary laboratory service, that PLA code takes precedence. The service should not be reported with any other CPT® code(s) and other CPT® code(s) should not be used to report services that may be reported with that specific PLA code. These codes encompass all analytical services required for the analysis (eg, cell lysis, nucleic acid stabilization, extraction, digestion, amplification, hybridization and detection). For molecular analyses, additional procedures that are required prior to cell lysis (eg, microdissection [codes 88380 and 88381]) may be reported separately. Codes in this subsection are released on a quarterly basis to expedite dissemination for reporting. PLA codes will be published electronically on the AMA CPT® website (ama-assn.org/cpt-pla-codes), distributed via CPT® data files on a quarterly basis, and, at a minimum, made available in print annually in the CPT® codebook. See the Introduction section of the CPT® code set for a complete list of the dates of release and implementation. All codes that are included in this section are also included in Appendix O, with the procedure's proprietary name. In order to report a PLA code, the analysis performed must fulfill the code descriptor and must be the test represented by the proprietary name listed in Appendix O. In some instances, the descriptor language of PLA codes may be identical and the code may only be differentiated by the listed proprietary name in Appendix O. When more than one PLA has an identical descriptor, the codes will be denoted by the symbol "â™“." All PLA tests will have assigned codes in the PLA section of the code set. Any PLA coded test(s) that satisfies Category I criteria and has been accepted by the CPT® Editorial Panel will be designated by the addition of the symbol "^" to the existing PLA code and will remain in the PLA section of the code set. If a proprietary test has already been accepted for a Category I code and a code has not been published, subsequent application for a PLA code will take precedence. The code will only be placed in the PLA section. The accuracy of a PLA code is to be maintained by the original applicant, or the current owner of the test kit or laboratory performing the proprietary test. A new PLA code is required when: 1. Additional nucleic acid (DNA or RNA) and/or protein analysis(es) are added to the current PLA test, or 2. The name of the PLA test has changed in association with changes in test performance or test characteristics. The addition or modification of the therapeutic applications of the test require submission of a code change application, but it may not require a new code number. | 0001U-0599U | https://www.aapc.com/codes/cpt-codes/0461U | 2025-10-27T18:44:44.308330Z
0462U | Melatonin levels test, sleep study, 7 or 9 sample melatonin profile (cortisol optional), enzyme-linked immunosorbent assay (ELISA), saliva, screening/preliminary | This is a Proprietary Laboratory Analyses (PLA) code, meaning that the code applies to only one unique lab test made by a specific manufacturer or performed by a specific lab. Report 0462U to be reported only for Salimetrics® Salivary Melatonin Profile (Circadian Phase Assessment) from Salimetrics® LLC. The test creates a melatonin profile (possibly with cortisol included) based on seven or nine samples. The test uses enzyme–linked immunosorbent assay (ELISA). Melatonin levels are associated with sleep/wakefulness. Explanation Using seven or nine saliva samples, the lab analyst performs the technical steps for enzyme–linked immunosorbent assay (ELISA) to detect melatonin and possibly cortisol. Both are involved in the body’s sleep/wake cycle. An ELISA test detects and measures substances by using an enzyme reaction to produce a visible signal, which can be quantified. Patients with sleep disorders may have this test. Melatonin is a hormone that promotes sleep and acts as a key indicator of the body’s circadian rhythm, meaning it plays a crucial role in controlling the body’s internal clock. In healthy individuals, melatonin levels have a reverse daily relationship with salivary cortisol levels. This means when one is high, the other tends to be low, and vice versa, throughout the day. Terminology Enzyme: A biological compound that acts as a selective catalyst to increase the rate and specificity of certain biochemical reactions, such as breaking down a specific compound. Enzyme–linked immunosorbent assay (ELISA): A laboratory testing method using an enzyme attached to an antigen or antibody used as a marker to detect a specific substance, such as another antigen or antibody. Tips Use this code only for the appropriate proprietary test; report one unit of this code for a single specimen analyzed on a single date of service. Additional Info “U” codes are included in the CPT® code set to identify specific proprietary laboratory analyses (PLA) tests. PLA codes take precedence over the usual 80000 series codes for laboratory/pathology. Use this code only for the above–described test; do not report this test using any other CPT® code. PLA code descriptors follow existing code conventions when possible, and lab techniques used include multianalyte assays with algorithmic analyses (MAAA) and genomic sequencing procedures (GSP), among others. Read Less | Range Specific Guideline Proprietary laboratory analyses (PLA) codes describe proprietary clinical laboratory analyses and can be either provided by a single ("sole-source") laboratory or licensed or marketed to multiple providing laboratories (eg, cleared or approved by the Food and Drug Administration [FDA]). This subsection includes advanced diagnostic laboratory tests (ADLTs) and clinical diagnostic laboratory tests (CDLTs), as defined under the Protecting Access to Medicare Act (PAMA) of 2014. These analyses may include a range of medical laboratory tests including, but not limited to, multianalyte assays with algorithmic analyses (MAAA) and genomic sequencing procedures (GSP). The descriptor nomenclature follows, where possible, existing code conventions (eg, MAAA, GSP). Unless specifically noted, even though the Proprietary Laboratory Analyses section of the code set is located at the end of the Pathology and Laboratory section of the code set, a PLA code does not fulfill Category I code criteria. PLA codes are not required to fulfill the Category I criteria. The standards for inclusion in the PLA section are: The test must be commercially available in the United States for use on human specimens and The clinical laboratory or manufacturer that offers the test must request the code. For similar laboratory analyses that fulfill Category I criteria, see codes listed in the numeric 80000 series. When a PLA code is available to report a given proprietary laboratory service, that PLA code takes precedence. The service should not be reported with any other CPT® code(s) and other CPT® code(s) should not be used to report services that may be reported with that specific PLA code. These codes encompass all analytical services required for the analysis (eg, cell lysis, nucleic acid stabilization, extraction, digestion, amplification, hybridization and detection). For molecular analyses, additional procedures that are required prior to cell lysis (eg, microdissection [codes 88380 and 88381]) may be reported separately. Codes in this subsection are released on a quarterly basis to expedite dissemination for reporting. PLA codes will be published electronically on the AMA CPT® website (ama-assn.org/cpt-pla-codes), distributed via CPT® data files on a quarterly basis, and, at a minimum, made available in print annually in the CPT® codebook. See the Introduction section of the CPT® code set for a complete list of the dates of release and implementation. All codes that are included in this section are also included in Appendix O, with the procedure's proprietary name. In order to report a PLA code, the analysis performed must fulfill the code descriptor and must be the test represented by the proprietary name listed in Appendix O. In some instances, the descriptor language of PLA codes may be identical and the code may only be differentiated by the listed proprietary name in Appendix O. When more than one PLA has an identical descriptor, the codes will be denoted by the symbol "â™“." All PLA tests will have assigned codes in the PLA section of the code set. Any PLA coded test(s) that satisfies Category I criteria and has been accepted by the CPT® Editorial Panel will be designated by the addition of the symbol "^" to the existing PLA code and will remain in the PLA section of the code set. If a proprietary test has already been accepted for a Category I code and a code has not been published, subsequent application for a PLA code will take precedence. The code will only be placed in the PLA section. The accuracy of a PLA code is to be maintained by the original applicant, or the current owner of the test kit or laboratory performing the proprietary test. A new PLA code is required when: 1. Additional nucleic acid (DNA or RNA) and/or protein analysis(es) are added to the current PLA test, or 2. The name of the PLA test has changed in association with changes in test performance or test characteristics. The addition or modification of the therapeutic applications of the test require submission of a code change application, but it may not require a new code number. | 0001U-0599U | https://www.aapc.com/codes/cpt-codes/0462U | 2025-10-27T18:45:02.275993Z
0463U | Oncology (cervix), mRNA gene expression profiling of 14 biomarkers (E6 and E7 of the highest-risk human papillomavirus [HPV] types 16, 18, 31, 33, 45, 52, 58), by real-time nucleic acid sequence-based amplification (NASBA), exo- or endocervical epithelial cells, algorithm reported as positive or negative for increased risk of cervical dysplasia or cancer for each biomarker | This is a Proprietary Laboratory Analyses (PLA) code, meaning that the code applies to only one unique lab test made by a specific manufacturer or performed by a specific lab. Report 0463U only for Proofer ‘7 HPV mRNA E6 and E7 Biomarker Test from Global Diagnostics Labs LLC and PreTect AS, a Mel–Mont Medical Inc. wholly owned subsidiary. Using a cervical specimen, the test evaluates gene activity (expression) of E6/E7 oncogenes. The test can identify overexpression of E6/E7, which indicates infection with one of the high–risk human papilloma virus (HPV) types and increased risk for cervical cancer. Explanation A lab analyst carries out a test related to cervical cancer, known as mRNA gene expression profiling. This test looks for 14 specific markers, including E6 and E7 from the most dangerous types of human papillomavirus (HPV), types 16, 18, 31, 33, 45, 52, and 58. The specimen is from the patient’s cervix. These can be either exocervical (from the outer surface of the cervix) or endocervical (from the inner surface or canal of the cervix) epithelial cells. Epithelial cells are a type of cell that line the surfaces of the body. These cells contain messenger RNA (mRNA), which carries genetic instructions from the DNA in the cell’s control center (nucleus) to the rest of the cell. The analyst uses a method called real–time nucleic acid sequence–based amplification (NASBA) to make many copies of the parts of the mRNA that match the 14 markers. This involves making a DNA copy (complementary DNA or cDNA) of the mRNA, and then using this cDNA as a pattern to make more copies of the original mRNA. The “real–time” part means that the making and detecting of the mRNA copies can be watched as it happens. Once the mRNA has been copied many times, the analyst can measure the amounts of each marker in the sample. This is done by comparing the amount of cDNA for each marker to a known reference amount. Finally, the results are analyzed using a special calculation process (algorithm), which decides whether the amounts of each marker suggest a higher risk of changes in the cervix (cervical dysplasia) or cervical cancer. The results are then reported as either positive or negative for each marker. Clinicians may order this test to help identify women at risk for cervical cancer. Over–production of E6/E7 indicates that the patient is infected with one of the listed high–risk HPV types, which is associated with an increased risk of developing cervical cancer. Terminology Cervical cancer: A type of cancer that develops from the cervix, a narrow passage that is part of the uterus; the cervix lies just above the vagina or the birth canal. Gene expression: The two–step process by which cells generate messenger RNA (mRNA) from a DNA template (transcription), then generate a protein from the mRNA template (translation). Human papillomavirus (HPV): Virus that causes warts on skin and mucous membranes in humans, especially genital warts; some papillomaviruses can cause cancer. Oncogene: A gene that can cause normal cells to change or mutate into abnormal or cancerous cells; oncogenes synthesize and regulate tumor–causing proteins called oncoproteins. Tips Use this code only for the appropriate proprietary test. Additional Info “U” codes are included in the CPT® code set to identify specific proprietary laboratory analyses (PLA) tests. PLA codes take precedence over the usual 80000 series codes for laboratory/pathology. Use this code only for the above–described test; do not report this test using any other CPT® code. PLA code descriptors follow existing code conventions when possible, and lab techniques used include multianalyte assays with algorithmic analyses (MAAA) and genomic sequencing procedures (GSP), among others. Read Less | Range Specific Guideline Proprietary laboratory analyses (PLA) codes describe proprietary clinical laboratory analyses and can be either provided by a single ("sole-source") laboratory or licensed or marketed to multiple providing laboratories (eg, cleared or approved by the Food and Drug Administration [FDA]). This subsection includes advanced diagnostic laboratory tests (ADLTs) and clinical diagnostic laboratory tests (CDLTs), as defined under the Protecting Access to Medicare Act (PAMA) of 2014. These analyses may include a range of medical laboratory tests including, but not limited to, multianalyte assays with algorithmic analyses (MAAA) and genomic sequencing procedures (GSP). The descriptor nomenclature follows, where possible, existing code conventions (eg, MAAA, GSP). Unless specifically noted, even though the Proprietary Laboratory Analyses section of the code set is located at the end of the Pathology and Laboratory section of the code set, a PLA code does not fulfill Category I code criteria. PLA codes are not required to fulfill the Category I criteria. The standards for inclusion in the PLA section are: The test must be commercially available in the United States for use on human specimens and The clinical laboratory or manufacturer that offers the test must request the code. For similar laboratory analyses that fulfill Category I criteria, see codes listed in the numeric 80000 series. When a PLA code is available to report a given proprietary laboratory service, that PLA code takes precedence. The service should not be reported with any other CPT® code(s) and other CPT® code(s) should not be used to report services that may be reported with that specific PLA code. These codes encompass all analytical services required for the analysis (eg, cell lysis, nucleic acid stabilization, extraction, digestion, amplification, hybridization and detection). For molecular analyses, additional procedures that are required prior to cell lysis (eg, microdissection [codes 88380 and 88381]) may be reported separately. Codes in this subsection are released on a quarterly basis to expedite dissemination for reporting. PLA codes will be published electronically on the AMA CPT® website (ama-assn.org/cpt-pla-codes), distributed via CPT® data files on a quarterly basis, and, at a minimum, made available in print annually in the CPT® codebook. See the Introduction section of the CPT® code set for a complete list of the dates of release and implementation. All codes that are included in this section are also included in Appendix O, with the procedure's proprietary name. In order to report a PLA code, the analysis performed must fulfill the code descriptor and must be the test represented by the proprietary name listed in Appendix O. In some instances, the descriptor language of PLA codes may be identical and the code may only be differentiated by the listed proprietary name in Appendix O. When more than one PLA has an identical descriptor, the codes will be denoted by the symbol "â™“." All PLA tests will have assigned codes in the PLA section of the code set. Any PLA coded test(s) that satisfies Category I criteria and has been accepted by the CPT® Editorial Panel will be designated by the addition of the symbol "^" to the existing PLA code and will remain in the PLA section of the code set. If a proprietary test has already been accepted for a Category I code and a code has not been published, subsequent application for a PLA code will take precedence. The code will only be placed in the PLA section. The accuracy of a PLA code is to be maintained by the original applicant, or the current owner of the test kit or laboratory performing the proprietary test. A new PLA code is required when: 1. Additional nucleic acid (DNA or RNA) and/or protein analysis(es) are added to the current PLA test, or 2. The name of the PLA test has changed in association with changes in test performance or test characteristics. The addition or modification of the therapeutic applications of the test require submission of a code change application, but it may not require a new code number. | 0001U-0599U | https://www.aapc.com/codes/cpt-codes/0463U | 2025-10-27T18:45:21.032681Z
0464U | Oncology (colorectal) screening, quantitative real-time target and signal amplification, methylated DNA markers, including LASS4, LRRC4 and PPP2R5C, a reference marker ZDHHC1, and a protein marker (fecal hemoglobin), utilizing stool, algorithm reported as a positive or negative result | This is a Proprietary Laboratory Analyses (PLA) code, meaning that the code applies to only one unique lab test made by a specific manufacturer or performed by a specific lab. Report 0464U only for Cologuard Plus™ from Exact Sciences Laboratories LLC. The test analyzes a stool sample for DNA markers (including LASS4, LRRC4 and PPP2R5C, and a reference marker ZDHHC1), as well as blood in the stool. It is a screening test for colorectal cancer. Abnormalities in genes LASS4, LRRC4, and PPP2R5C may indicate colorectal cancer. The results are analyzed using an algorithm, which determines whether the levels of each marker indicate an increased risk of colorectal cancer. The results are then reported as either a positive or negative result. Explanation A lab analyst carries out this colorectal cancer screening test by following several steps. The test uses a stool sample from the patient. This sample contains DNA, some of which may be methylated, meaning it has a small chemical tag added to it. Methylation can change the activity of a DNA segment without changing the sequence, and when it occurs in a certain pattern, it can be a sign of disease, including cancer. The analyst then prepares the sample for quantitative real–time target and signal amplification. This is a technique used to increase the amount of specific DNA segments in the sample, making them easier to detect and measure. In this case, the analyst is looking for methylated DNA markers, including LASS4, LRRC4, and PPP2R5C. These are genes that may be abnormally methylated in colorectal cancer. The analyst also checks for a reference marker, ZDHHC1, which helps to ensure the test is working correctly, and a protein marker, fecal hemoglobin (a protein in red blood cells), which can be a sign of bleeding in the digestive tract. Once the DNA has been amplified, the analyst measures the levels of each marker in the sample. This is done using a special machine that can detect and quantify the amplified DNA. Finally, the results are analyzed using an algorithm, which determines whether the levels of each marker indicate an increased risk of colorectal cancer. The results are then reported as either a positive or negative result. A positive result means the test found altered DNA and/or blood in the specimen. This indicates an increased risk of cancer, while a negative result means the markers do not indicate an increased risk. Clinicians may order this test to help screen patients for colorectal cancer. Terminology Methylation analysis: Analysis of DNA patterns following attachment of methyl groups to cytosine bases to indicate the presence or absence of genetic changes related to a disease. Tips Use this code only for the appropriate proprietary test. Additional Info “U” codes are included in the CPT® code set to identify specific proprietary laboratory analyses (PLA) tests. PLA codes take precedence over the usual 80000 series codes for laboratory/pathology. Use this code only for the above–described test; do not report this test using any other CPT® code. PLA code descriptors follow existing code conventions when possible, and lab techniques used include multianalyte assays with algorithmic analyses (MAAA) and genomic sequencing procedures (GSP), among others. Read Less | Range Specific Guideline Proprietary laboratory analyses (PLA) codes describe proprietary clinical laboratory analyses and can be either provided by a single ("sole-source") laboratory or licensed or marketed to multiple providing laboratories (eg, cleared or approved by the Food and Drug Administration [FDA]). This subsection includes advanced diagnostic laboratory tests (ADLTs) and clinical diagnostic laboratory tests (CDLTs), as defined under the Protecting Access to Medicare Act (PAMA) of 2014. These analyses may include a range of medical laboratory tests including, but not limited to, multianalyte assays with algorithmic analyses (MAAA) and genomic sequencing procedures (GSP). The descriptor nomenclature follows, where possible, existing code conventions (eg, MAAA, GSP). Unless specifically noted, even though the Proprietary Laboratory Analyses section of the code set is located at the end of the Pathology and Laboratory section of the code set, a PLA code does not fulfill Category I code criteria. PLA codes are not required to fulfill the Category I criteria. The standards for inclusion in the PLA section are: The test must be commercially available in the United States for use on human specimens and The clinical laboratory or manufacturer that offers the test must request the code. For similar laboratory analyses that fulfill Category I criteria, see codes listed in the numeric 80000 series. When a PLA code is available to report a given proprietary laboratory service, that PLA code takes precedence. The service should not be reported with any other CPT® code(s) and other CPT® code(s) should not be used to report services that may be reported with that specific PLA code. These codes encompass all analytical services required for the analysis (eg, cell lysis, nucleic acid stabilization, extraction, digestion, amplification, hybridization and detection). For molecular analyses, additional procedures that are required prior to cell lysis (eg, microdissection [codes 88380 and 88381]) may be reported separately. Codes in this subsection are released on a quarterly basis to expedite dissemination for reporting. PLA codes will be published electronically on the AMA CPT® website (ama-assn.org/cpt-pla-codes), distributed via CPT® data files on a quarterly basis, and, at a minimum, made available in print annually in the CPT® codebook. See the Introduction section of the CPT® code set for a complete list of the dates of release and implementation. All codes that are included in this section are also included in Appendix O, with the procedure's proprietary name. In order to report a PLA code, the analysis performed must fulfill the code descriptor and must be the test represented by the proprietary name listed in Appendix O. In some instances, the descriptor language of PLA codes may be identical and the code may only be differentiated by the listed proprietary name in Appendix O. When more than one PLA has an identical descriptor, the codes will be denoted by the symbol "â™“." All PLA tests will have assigned codes in the PLA section of the code set. Any PLA coded test(s) that satisfies Category I criteria and has been accepted by the CPT® Editorial Panel will be designated by the addition of the symbol "^" to the existing PLA code and will remain in the PLA section of the code set. If a proprietary test has already been accepted for a Category I code and a code has not been published, subsequent application for a PLA code will take precedence. The code will only be placed in the PLA section. The accuracy of a PLA code is to be maintained by the original applicant, or the current owner of the test kit or laboratory performing the proprietary test. A new PLA code is required when: 1. Additional nucleic acid (DNA or RNA) and/or protein analysis(es) are added to the current PLA test, or 2. The name of the PLA test has changed in association with changes in test performance or test characteristics. The addition or modification of the therapeutic applications of the test require submission of a code change application, but it may not require a new code number. | 0001U-0599U | https://www.aapc.com/codes/cpt-codes/0464U | 2025-10-27T18:45:38.735065Z
0465U | Oncology (urothelial carcinoma), DNA, quantitative methylation-specific PCR of 2 genes (ONECUT2, VIM), algorithmic analysis reported as positive or negative | This is a Proprietary Laboratory Analyses (PLA) code, meaning that the code applies to only one unique lab test made by a specific manufacturer or performed by a specific lab. Report 0465U only for UriFind® cancer assay from DiaCarta Inc. and AnchorDx. The test analyzes a sample to detect specific DNA changes that involve methylation, a chemical modification, of two DNA markers (ONECUT2 and VIM). The results are then reported as either a positive or negative result. A positive result indicates the presence of these methylation markers and suggests a high risk of bladder cancer in the patient. Explanation A lab analyst analyzes DNA through a technique called quantitative methylation–specific polymerase chain reaction (PCR). This process starts by extracting DNA from a sample where urothelial cells are present. Urothelial cells line the urinary system. Once the DNA is prepared, the analyst assesses the methylation status of two specific genes: ONECUT2 and VIM. Methylation is a biochemical process where a methyl group (a carbon and three hydrogen atoms) is added to the DNA, which can affect how genes are expressed. Abnormal methylation patterns can indicate the presence of cancer cells. The lab analyst performs PCR amplification, where the targeted DNA sequences are replicated multiple times to create enough material for accurate analysis. The test is quantitative, meaning the PCR allows the analyst to measure the amount of DNA amplified, providing an indication of how much methylated DNA is present. A computer algorithm analyzes the results from the PCR. This analysis determines whether the patterns of methylation observed are indicative of urothelial carcinoma. The final report from this test will state whether the result is positive or negative for the presence of cancer. A positive result indicates that the methylation markers associated with cancer are present, suggesting the patient is at high risk of having urothelial carcinoma. Clinicians may order this test for patients who have hematuria (blood in the urine) or bladder irritation to help in assessment for bladder cancer. Terminology Methylation analysis: Analysis of DNA patterns following attachment of methyl groups to cytosine bases to indicate the presence or absence of genetic changes related to a disease. Real–time polymerase chain reaction (real–time PCR): A laboratory technique that monitors the progress of a PCR reaction in real time and allows quantification (counting) of PCR product (DNA, cDNA, or RNA) from a relatively small amount; sometimes called quantitative PCR (qPCR). Tips Use this code only for the appropriate proprietary test. Additional Info “U” codes are included in the CPT® code set to identify specific proprietary laboratory analyses (PLA) tests. PLA codes take precedence over the usual 80000 series codes for laboratory/pathology. Use this code only for the above–described test; do not report this test using any other CPT® code. PLA code descriptors follow existing code conventions when possible, and lab techniques used include multianalyte assays with algorithmic analyses (MAAA) and genomic sequencing procedures (GSP), among others. Read Less | Range Specific Guideline Proprietary laboratory analyses (PLA) codes describe proprietary clinical laboratory analyses and can be either provided by a single ("sole-source") laboratory or licensed or marketed to multiple providing laboratories (eg, cleared or approved by the Food and Drug Administration [FDA]). This subsection includes advanced diagnostic laboratory tests (ADLTs) and clinical diagnostic laboratory tests (CDLTs), as defined under the Protecting Access to Medicare Act (PAMA) of 2014. These analyses may include a range of medical laboratory tests including, but not limited to, multianalyte assays with algorithmic analyses (MAAA) and genomic sequencing procedures (GSP). The descriptor nomenclature follows, where possible, existing code conventions (eg, MAAA, GSP). Unless specifically noted, even though the Proprietary Laboratory Analyses section of the code set is located at the end of the Pathology and Laboratory section of the code set, a PLA code does not fulfill Category I code criteria. PLA codes are not required to fulfill the Category I criteria. The standards for inclusion in the PLA section are: The test must be commercially available in the United States for use on human specimens and The clinical laboratory or manufacturer that offers the test must request the code. For similar laboratory analyses that fulfill Category I criteria, see codes listed in the numeric 80000 series. When a PLA code is available to report a given proprietary laboratory service, that PLA code takes precedence. The service should not be reported with any other CPT® code(s) and other CPT® code(s) should not be used to report services that may be reported with that specific PLA code. These codes encompass all analytical services required for the analysis (eg, cell lysis, nucleic acid stabilization, extraction, digestion, amplification, hybridization and detection). For molecular analyses, additional procedures that are required prior to cell lysis (eg, microdissection [codes 88380 and 88381]) may be reported separately. Codes in this subsection are released on a quarterly basis to expedite dissemination for reporting. PLA codes will be published electronically on the AMA CPT® website (ama-assn.org/cpt-pla-codes), distributed via CPT® data files on a quarterly basis, and, at a minimum, made available in print annually in the CPT® codebook. See the Introduction section of the CPT® code set for a complete list of the dates of release and implementation. All codes that are included in this section are also included in Appendix O, with the procedure's proprietary name. In order to report a PLA code, the analysis performed must fulfill the code descriptor and must be the test represented by the proprietary name listed in Appendix O. In some instances, the descriptor language of PLA codes may be identical and the code may only be differentiated by the listed proprietary name in Appendix O. When more than one PLA has an identical descriptor, the codes will be denoted by the symbol "â™“." All PLA tests will have assigned codes in the PLA section of the code set. Any PLA coded test(s) that satisfies Category I criteria and has been accepted by the CPT® Editorial Panel will be designated by the addition of the symbol "^" to the existing PLA code and will remain in the PLA section of the code set. If a proprietary test has already been accepted for a Category I code and a code has not been published, subsequent application for a PLA code will take precedence. The code will only be placed in the PLA section. The accuracy of a PLA code is to be maintained by the original applicant, or the current owner of the test kit or laboratory performing the proprietary test. A new PLA code is required when: 1. Additional nucleic acid (DNA or RNA) and/or protein analysis(es) are added to the current PLA test, or 2. The name of the PLA test has changed in association with changes in test performance or test characteristics. The addition or modification of the therapeutic applications of the test require submission of a code change application, but it may not require a new code number. | 0001U-0599U | https://www.aapc.com/codes/cpt-codes/0465U | 2025-10-27T18:45:56.484511Z
0466U | Cardiology (coronary artery disease [CAD]), DNA, genome-wide association studies (564856 single-nucleotide polymorphisms [SNPs], targeted variant genotyping), patient lifestyle and clinical data, buccal swab, algorithm reported as polygenic risk to acquired heart disease | This is a Proprietary Laboratory Analyses (PLA) code, meaning that the code applies to only one unique lab test made by a specific manufacturer or performed by a specific lab. Report 0466U only for CardioRisk+ from Gene by Gene Ltd. and OpenDNA Ltd. The test analyzes DNA from a buccal (cheek) swab and combines the results with patient lifestyle and clinical data to perform algorithmic analysis. It is reported as polygenic risk to acquired heart disease, meaning the individual’s genetic susceptibility to heart disease. Explanation A lab analyst processes a buccal swab (taken from the cheek, inside the mouth) to examine specific genetic markers known as single–nucleotide polymorphisms (SNPs). SNPs are variations at a single position in DNA among individuals which may be linked to certain diseases, including coronary artery disease. The test specifically looks at 564,856 SNPs using a method known as targeted variant genotyping. This technique focuses on identifying specific variants of genes that have been previously associated with the risk of coronary artery disease in genome–wide association studies (GWAS). GWAS are extensive studies that search for correlations between numerous genetic variations and diseases across a large group of people. In addition to genetic data, the test also requires preparing patient lifestyle and clinical data. The final step involves using an algorithm to integrate both the genetic data from the SNPs analysis and the lifestyle and clinical data to calculate a polygenic risk score. This score estimates the patient’s overall genetic risk of developing coronary artery disease. The result is reported as an assessment of the patient’s likelihood to acquire heart disease based on their unique genetic profile and lifestyle factors. Clinicians may order this test for patients to help with assessing their risk for coronary artery disease and related diagnoses, such as heart attacks. Tips Use this code only for the appropriate proprietary test. Additional Info “U” codes are included in the CPT® code set to identify specific proprietary laboratory analyses (PLA) tests. PLA codes take precedence over the usual 80000 series codes for laboratory/pathology. Use this code only for the above–described test; do not report this test using any other CPT® code. PLA code descriptors follow existing code conventions when possible, and lab techniques used include multianalyte assays with algorithmic analyses (MAAA) and genomic sequencing procedures (GSP), among others. Read Less | Range Specific Guideline Proprietary laboratory analyses (PLA) codes describe proprietary clinical laboratory analyses and can be either provided by a single ("sole-source") laboratory or licensed or marketed to multiple providing laboratories (eg, cleared or approved by the Food and Drug Administration [FDA]). This subsection includes advanced diagnostic laboratory tests (ADLTs) and clinical diagnostic laboratory tests (CDLTs), as defined under the Protecting Access to Medicare Act (PAMA) of 2014. These analyses may include a range of medical laboratory tests including, but not limited to, multianalyte assays with algorithmic analyses (MAAA) and genomic sequencing procedures (GSP). The descriptor nomenclature follows, where possible, existing code conventions (eg, MAAA, GSP). Unless specifically noted, even though the Proprietary Laboratory Analyses section of the code set is located at the end of the Pathology and Laboratory section of the code set, a PLA code does not fulfill Category I code criteria. PLA codes are not required to fulfill the Category I criteria. The standards for inclusion in the PLA section are: The test must be commercially available in the United States for use on human specimens and The clinical laboratory or manufacturer that offers the test must request the code. For similar laboratory analyses that fulfill Category I criteria, see codes listed in the numeric 80000 series. When a PLA code is available to report a given proprietary laboratory service, that PLA code takes precedence. The service should not be reported with any other CPT® code(s) and other CPT® code(s) should not be used to report services that may be reported with that specific PLA code. These codes encompass all analytical services required for the analysis (eg, cell lysis, nucleic acid stabilization, extraction, digestion, amplification, hybridization and detection). For molecular analyses, additional procedures that are required prior to cell lysis (eg, microdissection [codes 88380 and 88381]) may be reported separately. Codes in this subsection are released on a quarterly basis to expedite dissemination for reporting. PLA codes will be published electronically on the AMA CPT® website (ama-assn.org/cpt-pla-codes), distributed via CPT® data files on a quarterly basis, and, at a minimum, made available in print annually in the CPT® codebook. See the Introduction section of the CPT® code set for a complete list of the dates of release and implementation. All codes that are included in this section are also included in Appendix O, with the procedure's proprietary name. In order to report a PLA code, the analysis performed must fulfill the code descriptor and must be the test represented by the proprietary name listed in Appendix O. In some instances, the descriptor language of PLA codes may be identical and the code may only be differentiated by the listed proprietary name in Appendix O. When more than one PLA has an identical descriptor, the codes will be denoted by the symbol "â™“." All PLA tests will have assigned codes in the PLA section of the code set. Any PLA coded test(s) that satisfies Category I criteria and has been accepted by the CPT® Editorial Panel will be designated by the addition of the symbol "^" to the existing PLA code and will remain in the PLA section of the code set. If a proprietary test has already been accepted for a Category I code and a code has not been published, subsequent application for a PLA code will take precedence. The code will only be placed in the PLA section. The accuracy of a PLA code is to be maintained by the original applicant, or the current owner of the test kit or laboratory performing the proprietary test. A new PLA code is required when: 1. Additional nucleic acid (DNA or RNA) and/or protein analysis(es) are added to the current PLA test, or 2. The name of the PLA test has changed in association with changes in test performance or test characteristics. The addition or modification of the therapeutic applications of the test require submission of a code change application, but it may not require a new code number. | 0001U-0599U | https://www.aapc.com/codes/cpt-codes/0466U | 2025-10-27T18:46:14.014228Z
0467U | Oncology (bladder), DNA, next-generation sequencing (NGS) of 60 genes and whole genome aneuploidy, urine, algorithms reported as minimal residual disease (MRD) status positive or negative and quantitative disease burden | This is a Proprietary Laboratory Analyses (PLA) code, meaning that the code applies to only one unique lab test made by a specific manufacturer or performed by a specific lab. Report 0467U only for UroAmp MRD from Convergent Genomics Inc. This test for bladder cancer uses next–generation sequencing (NGS) to analyze 60 specific genes and the entire genome for aneuploidy (abnormal number of chromosomes) from a urine sample. The test results, processed through advanced algorithms, provide the minimal residual disease (MRD) status, which is reported as either positive or negative, and the quantitative disease burden, which measures the amount of cancer present. Explanation A lab analyst performs a detailed analysis using a sophisticated technique called next–generation sequencing (NGS). The process begins with extraction of DNA from a urine sample. This DNA serves as the template for the test. Using NGS, the analyst sequences the DNA to identify mutations within the 60 targeted genes and to assess the overall genomic integrity to detect aneuploidy, which is an abnormal number of chromosomes that often signifies cancerous changes. NGS allows for the rapid and accurate sequencing of large amounts of DNA, making it a powerful tool for detecting genetic variations associated with cancer. After the sequencing is complete, the analyst applies specialized algorithms to interpret the data generated. These algorithms assess the minimal residual disease (MRD) status, which indicates whether cancer cells are still present after treatment, and they calculate the quantitative disease burden, measuring how much cancer is in the body. The MRD status is reported as either positive or negative, providing a clear indication of the presence or absence of detectable cancer cells, while the quantitative disease burden offers a more detailed assessment of the cancer’s extent. Clinicians may order this test for patients to detect, monitor, and predict the risk of urothelial (bladder cancer) or its recurrence. Terminology Next–generation sequencing (NGS): A general term for a number of different modern DNA and RNA sequencing technologies that are quicker and cheaper than the previous methods; also known as high–throughput sequencing. Tips Use this code only for the appropriate proprietary test. Additional Info “U” codes are included in the CPT® code set to identify specific proprietary laboratory analyses (PLA) tests. PLA codes take precedence over the usual 80000 series codes for laboratory/pathology. Use this code only for the above–described test; do not report this test using any other CPT® code. PLA code descriptors follow existing code conventions when possible, and lab techniques used include multianalyte assays with algorithmic analyses (MAAA) and genomic sequencing procedures (GSP), among others. Read Less | Range Specific Guideline Proprietary laboratory analyses (PLA) codes describe proprietary clinical laboratory analyses and can be either provided by a single ("sole-source") laboratory or licensed or marketed to multiple providing laboratories (eg, cleared or approved by the Food and Drug Administration [FDA]). This subsection includes advanced diagnostic laboratory tests (ADLTs) and clinical diagnostic laboratory tests (CDLTs), as defined under the Protecting Access to Medicare Act (PAMA) of 2014. These analyses may include a range of medical laboratory tests including, but not limited to, multianalyte assays with algorithmic analyses (MAAA) and genomic sequencing procedures (GSP). The descriptor nomenclature follows, where possible, existing code conventions (eg, MAAA, GSP). Unless specifically noted, even though the Proprietary Laboratory Analyses section of the code set is located at the end of the Pathology and Laboratory section of the code set, a PLA code does not fulfill Category I code criteria. PLA codes are not required to fulfill the Category I criteria. The standards for inclusion in the PLA section are: The test must be commercially available in the United States for use on human specimens and The clinical laboratory or manufacturer that offers the test must request the code. For similar laboratory analyses that fulfill Category I criteria, see codes listed in the numeric 80000 series. When a PLA code is available to report a given proprietary laboratory service, that PLA code takes precedence. The service should not be reported with any other CPT® code(s) and other CPT® code(s) should not be used to report services that may be reported with that specific PLA code. These codes encompass all analytical services required for the analysis (eg, cell lysis, nucleic acid stabilization, extraction, digestion, amplification, hybridization and detection). For molecular analyses, additional procedures that are required prior to cell lysis (eg, microdissection [codes 88380 and 88381]) may be reported separately. Codes in this subsection are released on a quarterly basis to expedite dissemination for reporting. PLA codes will be published electronically on the AMA CPT® website (ama-assn.org/cpt-pla-codes), distributed via CPT® data files on a quarterly basis, and, at a minimum, made available in print annually in the CPT® codebook. See the Introduction section of the CPT® code set for a complete list of the dates of release and implementation. All codes that are included in this section are also included in Appendix O, with the procedure's proprietary name. In order to report a PLA code, the analysis performed must fulfill the code descriptor and must be the test represented by the proprietary name listed in Appendix O. In some instances, the descriptor language of PLA codes may be identical and the code may only be differentiated by the listed proprietary name in Appendix O. When more than one PLA has an identical descriptor, the codes will be denoted by the symbol "â™“." All PLA tests will have assigned codes in the PLA section of the code set. Any PLA coded test(s) that satisfies Category I criteria and has been accepted by the CPT® Editorial Panel will be designated by the addition of the symbol "^" to the existing PLA code and will remain in the PLA section of the code set. If a proprietary test has already been accepted for a Category I code and a code has not been published, subsequent application for a PLA code will take precedence. The code will only be placed in the PLA section. The accuracy of a PLA code is to be maintained by the original applicant, or the current owner of the test kit or laboratory performing the proprietary test. A new PLA code is required when: 1. Additional nucleic acid (DNA or RNA) and/or protein analysis(es) are added to the current PLA test, or 2. The name of the PLA test has changed in association with changes in test performance or test characteristics. The addition or modification of the therapeutic applications of the test require submission of a code change application, but it may not require a new code number. | 0001U-0599U | https://www.aapc.com/codes/cpt-codes/0467U | 2025-10-27T18:46:32.064164Z
0468U | Hepatology (nonalcoholic steatohepatitis [NASH]), miR-34a-5p, alpha 2-macroglobulin, YKL40, HbA1c, serum and whole blood, algorithm reported as a single score for NASH activity and fibrosis | This is a Proprietary Laboratory Analyses (PLA) code, meaning that the code applies to only one unique lab test made by a specific manufacturer or performed by a specific lab. Report 0468U only for NASHnext™ (NIS4™) from Labcorp. This test for nonalcoholic steatohepatitis (NASH), a severe form of fatty liver disease, examines several specific biomarkers in serum and whole blood samples. An algorithm analyzes these markers to generate a single score that indicates the activity of NASH and the extent of liver fibrosis. Explanation A lab analyst conducts several biomarker measurements to evaluate liver function and disease progression in this hepatology lab test designed to assess the presence and severity of nonalcoholic steatohepatitis (NASH). The biomarkers include miR–34a–5p, alpha 2–macroglobulin, and YKL–40, as well as hemoglobin A1c (HbA1c) levels in both serum and whole blood samples. The serum is separated from whole blood through centrifugation, a process where the blood is spun at high speeds to separate different components based on density. The HbA1c test measures the average level of blood glucose over the past three months. The analyst measures the levels of miR–34a–5p, a microRNA involved in regulating gene expression related to liver cell injury and fibrosis. The analyst also measures alpha 2–macroglobulin, a protein that increases in response to liver fibrosis, and YKL–40, a marker of inflammation and fibrosis. Finally, the results from these tests are input into a specialized algorithm. This algorithm integrates the values to produce a single score that indicates the activity of NASH and the extent of liver fibrosis. Clinicians may order this test for patients with risk factors for NASH to assist with diagnosis and treatment decisions. Terminology Next–generation sequencing (NGS): A general term for a number of different modern DNA and RNA sequencing technologies that are quicker and cheaper than the previous methods; also known as high–throughput sequencing. Tips Use this code only for the appropriate proprietary test. Additional Info “U” codes are included in the CPT® code set to identify specific proprietary laboratory analyses (PLA) tests. PLA codes take precedence over the usual 80000 series codes for laboratory/pathology. Use this code only for the above–described test; do not report this test using any other CPT® code. PLA code descriptors follow existing code conventions when possible, and lab techniques used include multianalyte assays with algorithmic analyses (MAAA) and genomic sequencing procedures (GSP), among others. Read Less | Range Specific Guideline Proprietary laboratory analyses (PLA) codes describe proprietary clinical laboratory analyses and can be either provided by a single ("sole-source") laboratory or licensed or marketed to multiple providing laboratories (eg, cleared or approved by the Food and Drug Administration [FDA]). This subsection includes advanced diagnostic laboratory tests (ADLTs) and clinical diagnostic laboratory tests (CDLTs), as defined under the Protecting Access to Medicare Act (PAMA) of 2014. These analyses may include a range of medical laboratory tests including, but not limited to, multianalyte assays with algorithmic analyses (MAAA) and genomic sequencing procedures (GSP). The descriptor nomenclature follows, where possible, existing code conventions (eg, MAAA, GSP). Unless specifically noted, even though the Proprietary Laboratory Analyses section of the code set is located at the end of the Pathology and Laboratory section of the code set, a PLA code does not fulfill Category I code criteria. PLA codes are not required to fulfill the Category I criteria. The standards for inclusion in the PLA section are: The test must be commercially available in the United States for use on human specimens and The clinical laboratory or manufacturer that offers the test must request the code. For similar laboratory analyses that fulfill Category I criteria, see codes listed in the numeric 80000 series. When a PLA code is available to report a given proprietary laboratory service, that PLA code takes precedence. The service should not be reported with any other CPT® code(s) and other CPT® code(s) should not be used to report services that may be reported with that specific PLA code. These codes encompass all analytical services required for the analysis (eg, cell lysis, nucleic acid stabilization, extraction, digestion, amplification, hybridization and detection). For molecular analyses, additional procedures that are required prior to cell lysis (eg, microdissection [codes 88380 and 88381]) may be reported separately. Codes in this subsection are released on a quarterly basis to expedite dissemination for reporting. PLA codes will be published electronically on the AMA CPT® website (ama-assn.org/cpt-pla-codes), distributed via CPT® data files on a quarterly basis, and, at a minimum, made available in print annually in the CPT® codebook. See the Introduction section of the CPT® code set for a complete list of the dates of release and implementation. All codes that are included in this section are also included in Appendix O, with the procedure's proprietary name. In order to report a PLA code, the analysis performed must fulfill the code descriptor and must be the test represented by the proprietary name listed in Appendix O. In some instances, the descriptor language of PLA codes may be identical and the code may only be differentiated by the listed proprietary name in Appendix O. When more than one PLA has an identical descriptor, the codes will be denoted by the symbol "â™“." All PLA tests will have assigned codes in the PLA section of the code set. Any PLA coded test(s) that satisfies Category I criteria and has been accepted by the CPT® Editorial Panel will be designated by the addition of the symbol "^" to the existing PLA code and will remain in the PLA section of the code set. If a proprietary test has already been accepted for a Category I code and a code has not been published, subsequent application for a PLA code will take precedence. The code will only be placed in the PLA section. The accuracy of a PLA code is to be maintained by the original applicant, or the current owner of the test kit or laboratory performing the proprietary test. A new PLA code is required when: 1. Additional nucleic acid (DNA or RNA) and/or protein analysis(es) are added to the current PLA test, or 2. The name of the PLA test has changed in association with changes in test performance or test characteristics. The addition or modification of the therapeutic applications of the test require submission of a code change application, but it may not require a new code number. | 0001U-0599U | https://www.aapc.com/codes/cpt-codes/0468U | 2025-10-27T18:46:50.210391Z
0469U | Rare diseases (constitutional/heritable disorders), whole genome sequence analysis for chromosomal abnormalities, copy number variants, duplications/deletions, inversions, unbalanced translocations, regions of homozygosity (ROH), inheritance pattern that indicate uniparental disomy (UPD), and aneuploidy, fetal sample (amniotic fluid, chorionic villus sample, or products of conception), identification and categorization of genetic variants, diagnostic report of fetal results based on phenotype with maternal sample and paternal sample, if performed, as comparators and/or maternal cell contamination | This is a Proprietary Laboratory Analyses (PLA) code, meaning that the code applies to only one unique lab test made by a specific manufacturer or performed by a specific lab. Report 0469U only for IriSight™ CNV Analysis from Variantyx Inc. This is a genetic test for rare diseases, involving whole genome sequence analysis on fetal samples. The analysis detects various types of chromosomal abnormalities. The diagnostic report integrates these findings and compares them against maternal and paternal samples, if available, to aid in the identification and categorization of genetic variants, taking into account potential maternal cell contamination. Explanation The lab analyst undertakes a detailed process using whole genome sequence analysis of a fetal sample, which may include amniotic fluid, chorionic villus samples, or products of conception. Whole genome sequence analysis decodes the complete DNA sequence of an individual’s genome, which includes all of its genes and the regions that regulate gene expression. This is a lab test focused on rare diseases, particularly constitutional or heritable (genetically inherited) disorders. Constitutional, in this context, implies that the genetic abnormality is a fundamental part of the individual’s constitution and is present in the cells throughout the body. The analysis particularly targets chromosomal abnormalities such as copy number variants (abnormalities in the number of copies of a particular gene), duplications (repetitions of a segment of the chromosome), deletions (loss of a segment of the chromosome), inversions (where a chromosome segment breaks off, flips, and reattaches), unbalanced translocations (where parts of chromosomes are rearranged and reattached to other chromosomes but not in a balanced way), and regions of homozygosity (ROH; areas of the genome where the genetic material inherited from both parents is identical). Additionally, the test assesses inheritance patterns to detect uniparental disomy (UPD), where a child inherits two copies of a chromosome, or part of a chromosome, from one parent and none from the other. The presence of aneuploidy, an abnormal number of chromosomes, is also screened. The DNA from the sample is sequenced comprehensively, allowing the analyst to identify these genetic variances. The sequence data is then analyzed and compared against reference genomes to pinpoint any deviations indicative of disorders. If maternal and paternal samples are available, they are used as comparators to help distinguish inherited variations from new mutations and to check for maternal cell contamination in the fetal sample. Finally, the results are compiled into a diagnostic report that categorizes the genetic variants and correlates them with possible phenotypes (observable physical and biological characteristics) helping to guide clinical decisions regarding the presence and treatment of heritable disorders. Clinicians may order this test to assess a fetus, such as when a structural abnormality has been detected by ultrasound. The test helps identify chromosomal abnormalities associated with symptoms manifested in a fetus or a pregnancy, that may result in pregnancy loss or that cause severe, early–onset genetic disorders. Tips Use this code only for the appropriate proprietary test. Additional Info “U” codes are included in the CPT® code set to identify specific proprietary laboratory analyses (PLA) tests. PLA codes take precedence over the usual 80000 series codes for laboratory/pathology. Use this code only for the above–described test; do not report this test using any other CPT® code. PLA code descriptors follow existing code conventions when possible, and lab techniques used include multianalyte assays with algorithmic analyses (MAAA) and genomic sequencing procedures (GSP), among others. Read Less | Range Specific Guideline Proprietary laboratory analyses (PLA) codes describe proprietary clinical laboratory analyses and can be either provided by a single ("sole-source") laboratory or licensed or marketed to multiple providing laboratories (eg, cleared or approved by the Food and Drug Administration [FDA]). This subsection includes advanced diagnostic laboratory tests (ADLTs) and clinical diagnostic laboratory tests (CDLTs), as defined under the Protecting Access to Medicare Act (PAMA) of 2014. These analyses may include a range of medical laboratory tests including, but not limited to, multianalyte assays with algorithmic analyses (MAAA) and genomic sequencing procedures (GSP). The descriptor nomenclature follows, where possible, existing code conventions (eg, MAAA, GSP). Unless specifically noted, even though the Proprietary Laboratory Analyses section of the code set is located at the end of the Pathology and Laboratory section of the code set, a PLA code does not fulfill Category I code criteria. PLA codes are not required to fulfill the Category I criteria. The standards for inclusion in the PLA section are: The test must be commercially available in the United States for use on human specimens and The clinical laboratory or manufacturer that offers the test must request the code. For similar laboratory analyses that fulfill Category I criteria, see codes listed in the numeric 80000 series. When a PLA code is available to report a given proprietary laboratory service, that PLA code takes precedence. The service should not be reported with any other CPT® code(s) and other CPT® code(s) should not be used to report services that may be reported with that specific PLA code. These codes encompass all analytical services required for the analysis (eg, cell lysis, nucleic acid stabilization, extraction, digestion, amplification, hybridization and detection). For molecular analyses, additional procedures that are required prior to cell lysis (eg, microdissection [codes 88380 and 88381]) may be reported separately. Codes in this subsection are released on a quarterly basis to expedite dissemination for reporting. PLA codes will be published electronically on the AMA CPT® website (ama-assn.org/cpt-pla-codes), distributed via CPT® data files on a quarterly basis, and, at a minimum, made available in print annually in the CPT® codebook. See the Introduction section of the CPT® code set for a complete list of the dates of release and implementation. All codes that are included in this section are also included in Appendix O, with the procedure's proprietary name. In order to report a PLA code, the analysis performed must fulfill the code descriptor and must be the test represented by the proprietary name listed in Appendix O. In some instances, the descriptor language of PLA codes may be identical and the code may only be differentiated by the listed proprietary name in Appendix O. When more than one PLA has an identical descriptor, the codes will be denoted by the symbol "â™“." All PLA tests will have assigned codes in the PLA section of the code set. Any PLA coded test(s) that satisfies Category I criteria and has been accepted by the CPT® Editorial Panel will be designated by the addition of the symbol "^" to the existing PLA code and will remain in the PLA section of the code set. If a proprietary test has already been accepted for a Category I code and a code has not been published, subsequent application for a PLA code will take precedence. The code will only be placed in the PLA section. The accuracy of a PLA code is to be maintained by the original applicant, or the current owner of the test kit or laboratory performing the proprietary test. A new PLA code is required when: 1. Additional nucleic acid (DNA or RNA) and/or protein analysis(es) are added to the current PLA test, or 2. The name of the PLA test has changed in association with changes in test performance or test characteristics. The addition or modification of the therapeutic applications of the test require submission of a code change application, but it may not require a new code number. | 0001U-0599U | https://www.aapc.com/codes/cpt-codes/0469U | 2025-10-27T18:47:07.912478Z
0470U | Oncology (oropharyngeal), detection of minimal residual disease by next-generation sequencing (NGS) based quantitative evaluation of 8 DNA targets, cell-free HPV 16 and 18 DNA from plasma | This is a Proprietary Laboratory Analyses (PLA) code, meaning that the code applies to only one unique lab test made by a specific manufacturer or performed by a specific lab. Report 0470U only for HPV–SEQ Test from Sysmex Inostics Inc. In this oncology test for oropharyngeal cancer, the focus is on detecting minimal residual disease through next–generation sequencing (NGS). The test quantitatively evaluates eight specific DNA targets in cell–free human papillomavirus (HPV) types 16 and 18 DNA extracted from a patient’s plasma. This highly sensitive technique helps in assessing the presence of very small amounts of cancerous cells remaining after treatment. Explanation The lab analyst uses next–generation sequencing (NGS) in this oncology lab test designed for oropharyngeal cancer to detect minimal residual disease, which refers to the very small number of cancer cells that may remain in the body after treatment and potentially lead to recurrence. The test specifically targets cell–free DNA (cfDNA) from human papillomavirus (HPV) types 16 and 18, which are commonly associated with oropharyngeal cancers. cfDNA refers to DNA fragments that are released into the bloodstream from cells undergoing apoptosis (programmed cell death) or necrosis (cell death caused by injury or disease). These DNA fragments are not contained within cells; instead, they freely circulate in the blood plasma, hence the term “cell–free.” These DNA fragments are isolated from a plasma sample, which is the liquid component of blood, collected from the patient. The process begins with the extraction of cfDNA from the plasma. Once extracted, the cfDNA is prepared for sequencing, a step that includes amplifying the DNA to ensure there is enough material for analysis. The NGS platform is then employed to quantitatively evaluate eight specific DNA targets linked to the HPV types. This technology allows for a highly sensitive and precise measurement of these genetic markers, enabling the detection of even minimal amounts of residual disease. The quantitative data obtained from NGS is analyzed to determine the presence and amount of residual HPV DNA in the plasma. The results are compiled into a detailed report for clinical use. Clinicians may order this test to assess treatment response, determine whether less intense treatment is appropriate, and monitor patients after treatment. Tips Use this code only for the appropriate proprietary test. Additional Info “U” codes are included in the CPT® code set to identify specific proprietary laboratory analyses (PLA) tests. PLA codes take precedence over the usual 80000 series codes for laboratory/pathology. Use this code only for the above–described test; do not report this test using any other CPT® code. PLA code descriptors follow existing code conventions when possible, and lab techniques used include multianalyte assays with algorithmic analyses (MAAA) and genomic sequencing procedures (GSP), among others. Read Less | Range Specific Guideline Proprietary laboratory analyses (PLA) codes describe proprietary clinical laboratory analyses and can be either provided by a single ("sole-source") laboratory or licensed or marketed to multiple providing laboratories (eg, cleared or approved by the Food and Drug Administration [FDA]). This subsection includes advanced diagnostic laboratory tests (ADLTs) and clinical diagnostic laboratory tests (CDLTs), as defined under the Protecting Access to Medicare Act (PAMA) of 2014. These analyses may include a range of medical laboratory tests including, but not limited to, multianalyte assays with algorithmic analyses (MAAA) and genomic sequencing procedures (GSP). The descriptor nomenclature follows, where possible, existing code conventions (eg, MAAA, GSP). Unless specifically noted, even though the Proprietary Laboratory Analyses section of the code set is located at the end of the Pathology and Laboratory section of the code set, a PLA code does not fulfill Category I code criteria. PLA codes are not required to fulfill the Category I criteria. The standards for inclusion in the PLA section are: The test must be commercially available in the United States for use on human specimens and The clinical laboratory or manufacturer that offers the test must request the code. For similar laboratory analyses that fulfill Category I criteria, see codes listed in the numeric 80000 series. When a PLA code is available to report a given proprietary laboratory service, that PLA code takes precedence. The service should not be reported with any other CPT® code(s) and other CPT® code(s) should not be used to report services that may be reported with that specific PLA code. These codes encompass all analytical services required for the analysis (eg, cell lysis, nucleic acid stabilization, extraction, digestion, amplification, hybridization and detection). For molecular analyses, additional procedures that are required prior to cell lysis (eg, microdissection [codes 88380 and 88381]) may be reported separately. Codes in this subsection are released on a quarterly basis to expedite dissemination for reporting. PLA codes will be published electronically on the AMA CPT® website (ama-assn.org/cpt-pla-codes), distributed via CPT® data files on a quarterly basis, and, at a minimum, made available in print annually in the CPT® codebook. See the Introduction section of the CPT® code set for a complete list of the dates of release and implementation. All codes that are included in this section are also included in Appendix O, with the procedure's proprietary name. In order to report a PLA code, the analysis performed must fulfill the code descriptor and must be the test represented by the proprietary name listed in Appendix O. In some instances, the descriptor language of PLA codes may be identical and the code may only be differentiated by the listed proprietary name in Appendix O. When more than one PLA has an identical descriptor, the codes will be denoted by the symbol "â™“." All PLA tests will have assigned codes in the PLA section of the code set. Any PLA coded test(s) that satisfies Category I criteria and has been accepted by the CPT® Editorial Panel will be designated by the addition of the symbol "^" to the existing PLA code and will remain in the PLA section of the code set. If a proprietary test has already been accepted for a Category I code and a code has not been published, subsequent application for a PLA code will take precedence. The code will only be placed in the PLA section. The accuracy of a PLA code is to be maintained by the original applicant, or the current owner of the test kit or laboratory performing the proprietary test. A new PLA code is required when: 1. Additional nucleic acid (DNA or RNA) and/or protein analysis(es) are added to the current PLA test, or 2. The name of the PLA test has changed in association with changes in test performance or test characteristics. The addition or modification of the therapeutic applications of the test require submission of a code change application, but it may not require a new code number. | 0001U-0599U | https://www.aapc.com/codes/cpt-codes/0470U | 2025-10-27T18:47:24.983430Z
0471U | Oncology (colorectal cancer), qualitative real-time PCR of 35 variants of KRAS and NRAS genes (exons 2, 3, 4), formalin-fixed paraffin-embedded (FFPE), predictive, identification of detected mutations | This is a Proprietary Laboratory Analyses (PLA) code, meaning that the code applies to only one unique lab test made by a specific manufacturer or performed by a specific lab. Report 0471U only for CRCdx® RAS Mutation Detection Kit from EntroGen Inc. This oncology test for colorectal cancer uses qualitative real–time polymerase chain reaction (PCR) to detect 35 specific variants of the KRAS and NRAS genes located in exons 2, 3, and 4. The sample used for this test is formalin–fixed paraffin–embedded (FFPE) tissue, which preserves cancer tissue samples for detailed genetic examination. Explanation In this oncology test for colorectal cancer, the lab analyst conducts a qualitative real–time polymerase chain reaction (PCR) to detect specific mutations in the KRAS and NRAS genes, focusing on exons 2, 3, and 4. These genes are known to play critical roles in cell signaling pathways that control cell growth and death, and mutations in these areas can influence the behavior of cancer cells and the effectiveness of targeted therapies. The test uses formalin–fixed paraffin–embedded (FFPE) tissue samples, a common method where tissue is preserved in formalin and embedded in paraffin wax to maintain cellular details and structure for long–term study. To begin the test, the analyst first extracts DNA from the FFPE tissue samples. This involves cutting thin sections of the embedded tissue, deparaffinizing to remove the wax, and then using chemical treatments to release and purify the DNA. Once the DNA is extracted, the real–time PCR technique is applied. This method amplifies the target DNA sequences of the KRAS and NRAS genes to make them abundant enough for analysis. Real–time PCR allows the analyst to monitor the amplification process in real time with the use of fluorescent markers, which bind to the DNA and emit light if the target mutations are present. The outcome of the PCR provides qualitative data indicating whether the mutations are present in the genes studied, without quantifying the amount of mutated DNA. Identifying these mutations is predictive; it helps oncologists determine the likelihood of a patient responding to specific cancer therapies that target these mutations. Clinicians may order this test to aid in the identification of colorectal cancer patients who may benefit from treatment with panitumumab, based on a test result showing that no mutation was detected. Terminology Exon: Nucleic acid sequence that includes at least part of the code for a specific product, such as a protein. Real–time polymerase chain reaction (real–time PCR): A laboratory technique that monitors the progress of a PCR reaction in real time and allows quantification (counting) of PCR product (DNA, cDNA, or RNA) from a relatively small amount; sometimes called quantitative PCR (qPCR). Tips Use this code only for the appropriate proprietary test. Additional Info “U” codes are included in the CPT® code set to identify specific proprietary laboratory analyses (PLA) tests. PLA codes take precedence over the usual 80000 series codes for laboratory/pathology. Use this code only for the above–described test; do not report this test using any other CPT® code. PLA code descriptors follow existing code conventions when possible, and lab techniques used include multianalyte assays with algorithmic analyses (MAAA) and genomic sequencing procedures (GSP), among others. Read Less | Range Specific Guideline Proprietary laboratory analyses (PLA) codes describe proprietary clinical laboratory analyses and can be either provided by a single ("sole-source") laboratory or licensed or marketed to multiple providing laboratories (eg, cleared or approved by the Food and Drug Administration [FDA]). This subsection includes advanced diagnostic laboratory tests (ADLTs) and clinical diagnostic laboratory tests (CDLTs), as defined under the Protecting Access to Medicare Act (PAMA) of 2014. These analyses may include a range of medical laboratory tests including, but not limited to, multianalyte assays with algorithmic analyses (MAAA) and genomic sequencing procedures (GSP). The descriptor nomenclature follows, where possible, existing code conventions (eg, MAAA, GSP). Unless specifically noted, even though the Proprietary Laboratory Analyses section of the code set is located at the end of the Pathology and Laboratory section of the code set, a PLA code does not fulfill Category I code criteria. PLA codes are not required to fulfill the Category I criteria. The standards for inclusion in the PLA section are: The test must be commercially available in the United States for use on human specimens and The clinical laboratory or manufacturer that offers the test must request the code. For similar laboratory analyses that fulfill Category I criteria, see codes listed in the numeric 80000 series. When a PLA code is available to report a given proprietary laboratory service, that PLA code takes precedence. The service should not be reported with any other CPT® code(s) and other CPT® code(s) should not be used to report services that may be reported with that specific PLA code. These codes encompass all analytical services required for the analysis (eg, cell lysis, nucleic acid stabilization, extraction, digestion, amplification, hybridization and detection). For molecular analyses, additional procedures that are required prior to cell lysis (eg, microdissection [codes 88380 and 88381]) may be reported separately. Codes in this subsection are released on a quarterly basis to expedite dissemination for reporting. PLA codes will be published electronically on the AMA CPT® website (ama-assn.org/cpt-pla-codes), distributed via CPT® data files on a quarterly basis, and, at a minimum, made available in print annually in the CPT® codebook. See the Introduction section of the CPT® code set for a complete list of the dates of release and implementation. All codes that are included in this section are also included in Appendix O, with the procedure's proprietary name. In order to report a PLA code, the analysis performed must fulfill the code descriptor and must be the test represented by the proprietary name listed in Appendix O. In some instances, the descriptor language of PLA codes may be identical and the code may only be differentiated by the listed proprietary name in Appendix O. When more than one PLA has an identical descriptor, the codes will be denoted by the symbol "â™“." All PLA tests will have assigned codes in the PLA section of the code set. Any PLA coded test(s) that satisfies Category I criteria and has been accepted by the CPT® Editorial Panel will be designated by the addition of the symbol "^" to the existing PLA code and will remain in the PLA section of the code set. If a proprietary test has already been accepted for a Category I code and a code has not been published, subsequent application for a PLA code will take precedence. The code will only be placed in the PLA section. The accuracy of a PLA code is to be maintained by the original applicant, or the current owner of the test kit or laboratory performing the proprietary test. A new PLA code is required when: 1. Additional nucleic acid (DNA or RNA) and/or protein analysis(es) are added to the current PLA test, or 2. The name of the PLA test has changed in association with changes in test performance or test characteristics. The addition or modification of the therapeutic applications of the test require submission of a code change application, but it may not require a new code number. | 0001U-0599U | https://www.aapc.com/codes/cpt-codes/0471U | 2025-10-27T18:47:42.711998Z
0472U | Carbonic anhydrase VI (CA VI), parotid specific/secretory protein (PSP) and salivary protein (SP1) IgG, IgM, and IgA antibodies, enzyme-linked immunosorbent assay (ELISA), semiqualitative, blood, reported as predictive evidence of early Sj?gren's syndrome | This is a Proprietary Laboratory Analyses (PLA) code, meaning that the code applies to only one unique lab test made by a specific manufacturer or performed by a specific lab. Report 0472U only for Early Sjögren’s Syndrome Profile from Immco Diagnostics Inc. This test uses enzyme–linked immunosorbent assay (ELISA) to measure immunoglobulin G (IgG), immunoglobulin M (IgM), and immunoglobulin A (IgA) antibodies against three specific proteins: carbonic anhydrase VI (CA VI), parotid specific/secretory protein (PSP), and salivary protein (SP1). The test is performed on a blood sample and is semiqualitative, providing a positive or negative result based on the presence of these antibodies. The presence of these antibodies is reported as predictive evidence of early Sjögren’s syndrome, an autoimmune disorder that primarily affects the salivary and lacrimal glands, leading to dry mouth and dry eyes. Explanation A lab analyst uses the enzyme–linked immunosorbent assay (ELISA) technique on a blood sample to detect antibodies in the blood that may indicate early Sjögren syndrome, an autoimmune disorder. Specifically, the analyst measures the levels of immunoglobulin G (IgG), immunoglobulin M (IgM), and immunoglobulin A (IgA) antibodies targeting three proteins: carbonic anhydrase VI (CA VI), parotid specific/secretory protein (PSP), and salivary protein (SP1). These proteins are associated with salivary function, and antibodies against them can be a sign of autoimmune activity affecting the salivary glands. The analyst prepares the sample. The ELISA procedure involves coating a microplate with antigens, specifically, the proteins CA VI, PSP, and SP1. The patient’s prepared sample is added to the microplate; if the target antibodies (IgG, IgM, IgA) are present, they will bind to the respective antigens. After the binding, a secondary antibody that is enzyme–linked and specific to human IgG, IgM, or IgA is added, which binds to the complex of the antigen and primary antibody. A substance is then added that reacts with the enzyme, causing a measurable color change. The test is semiqualitative, meaning it provides a positive or negative result rather than a specific antibody concentration. A positive result indicates the presence of these specific antibodies, suggesting predictive evidence of early Sjögren syndrome. Clinicians may order this test to identify patients at early stages of Sjögren’s syndrome, which is a systemic autoimmune disorder characterized by diminished function of the salivary and lacrimal glands. This condition is linked to hypergammaglobulinemia (an increase in gamma globulins in the blood), production of autoantibodies, and can lead to mild kidney and lung disease, as well as other issues. Early discovery of the condition allows treatment to begin earlier before the salivary glands and lacrimal glands are destroyed. Terminology Antibody: A protein produced by the body as an immune–system response to a specific antigen, such as a bacteria or foreign substance; lab tests may utilize reactions between antibodies and antigens to identify a substance in a patient specimen; may also be referred to as immunoglobulin (Ig). Antigen: A substance that the body reacts to with an immune response, such as by producing a specific antibody; lab tests may utilize reactions between antibodies and antigens to identify a substance in a patient specimen. Tips Use this code only for the appropriate proprietary test. Additional Info “U” codes are included in the CPT® code set to identify specific proprietary laboratory analyses (PLA) tests. PLA codes take precedence over the usual 80000 series codes for laboratory/pathology. Use this code only for the above–described test; do not report this test using any other CPT® code. PLA code descriptors follow existing code conventions when possible, and lab techniques used include multianalyte assays with algorithmic analyses (MAAA) and genomic sequencing procedures (GSP), among others. Read Less | Range Specific Guideline Proprietary laboratory analyses (PLA) codes describe proprietary clinical laboratory analyses and can be either provided by a single ("sole-source") laboratory or licensed or marketed to multiple providing laboratories (eg, cleared or approved by the Food and Drug Administration [FDA]). This subsection includes advanced diagnostic laboratory tests (ADLTs) and clinical diagnostic laboratory tests (CDLTs), as defined under the Protecting Access to Medicare Act (PAMA) of 2014. These analyses may include a range of medical laboratory tests including, but not limited to, multianalyte assays with algorithmic analyses (MAAA) and genomic sequencing procedures (GSP). The descriptor nomenclature follows, where possible, existing code conventions (eg, MAAA, GSP). Unless specifically noted, even though the Proprietary Laboratory Analyses section of the code set is located at the end of the Pathology and Laboratory section of the code set, a PLA code does not fulfill Category I code criteria. PLA codes are not required to fulfill the Category I criteria. The standards for inclusion in the PLA section are: The test must be commercially available in the United States for use on human specimens and The clinical laboratory or manufacturer that offers the test must request the code. For similar laboratory analyses that fulfill Category I criteria, see codes listed in the numeric 80000 series. When a PLA code is available to report a given proprietary laboratory service, that PLA code takes precedence. The service should not be reported with any other CPT® code(s) and other CPT® code(s) should not be used to report services that may be reported with that specific PLA code. These codes encompass all analytical services required for the analysis (eg, cell lysis, nucleic acid stabilization, extraction, digestion, amplification, hybridization and detection). For molecular analyses, additional procedures that are required prior to cell lysis (eg, microdissection [codes 88380 and 88381]) may be reported separately. Codes in this subsection are released on a quarterly basis to expedite dissemination for reporting. PLA codes will be published electronically on the AMA CPT® website (ama-assn.org/cpt-pla-codes), distributed via CPT® data files on a quarterly basis, and, at a minimum, made available in print annually in the CPT® codebook. See the Introduction section of the CPT® code set for a complete list of the dates of release and implementation. All codes that are included in this section are also included in Appendix O, with the procedure's proprietary name. In order to report a PLA code, the analysis performed must fulfill the code descriptor and must be the test represented by the proprietary name listed in Appendix O. In some instances, the descriptor language of PLA codes may be identical and the code may only be differentiated by the listed proprietary name in Appendix O. When more than one PLA has an identical descriptor, the codes will be denoted by the symbol "â™“." All PLA tests will have assigned codes in the PLA section of the code set. Any PLA coded test(s) that satisfies Category I criteria and has been accepted by the CPT® Editorial Panel will be designated by the addition of the symbol "^" to the existing PLA code and will remain in the PLA section of the code set. If a proprietary test has already been accepted for a Category I code and a code has not been published, subsequent application for a PLA code will take precedence. The code will only be placed in the PLA section. The accuracy of a PLA code is to be maintained by the original applicant, or the current owner of the test kit or laboratory performing the proprietary test. A new PLA code is required when: 1. Additional nucleic acid (DNA or RNA) and/or protein analysis(es) are added to the current PLA test, or 2. The name of the PLA test has changed in association with changes in test performance or test characteristics. The addition or modification of the therapeutic applications of the test require submission of a code change application, but it may not require a new code number. | 0001U-0599U | https://www.aapc.com/codes/cpt-codes/0472U | 2025-10-27T18:48:01.237512Z
0473U | Oncology (solid tumor), next-generation sequencing (NGS) of DNA from formalin-fixed paraffin-embedded (FFPE) tissue with comparative sequence analysis from a matched normal specimen (blood or saliva), 648 genes, interrogation for sequence variants, insertion and deletion alterations, copy number variants, rearrangements, microsatellite instability, and tumor-mutation burden | This is a Proprietary Laboratory Analyses (PLA) code, meaning that the code applies to only one unique lab test made by a specific manufacturer or performed by a specific lab. Report 0473U only for xT CDx from Tempus AI Inc. This test uses next–generation sequencing (NGS) to analyze the DNA of 648 genes from a solid tumor sample, which is preserved using formalin–fixed paraffin–embedded (FFPE) techniques. The tumor DNA is compared against DNA from a normal specimen (either blood or saliva) to detect genetic differences such as sequence variants, insertions and deletions, copy number variants, and rearrangements. Additionally, the test assesses microsatellite instability and calculates the tumor mutation burden, providing comprehensive insights into the tumor’s genetic landscape. Explanation To perform this oncology test for solid tumors, using next–generation sequencing (NGS) on DNA from formalin–fixed paraffin–embedded (FFPE) tissue, a lab analyst begins by preparing the tissue sample. The FFPE process preserves tissue samples by fixing them in a preservative solution of formalin and embedding them in paraffin wax, which stabilizes the DNA for long–term storage and subsequent analysis. The analyst extracts DNA from these tissues and also uses a matched normal specimen, which could be either blood or saliva. This normal specimen serves as a control to help identify genetic changes specific to the tumor. Once the DNA is extracted from both the tumor and normal samples, the analyst sequences all 648 genes using NGS. This technology allows for the rapid sequencing of DNA, enabling comprehensive analysis across multiple genes simultaneously. The test specifically interrogates for sequence variants, which are changes in the DNA sequence; insertion and deletion alterations, where DNA segments are added or removed; copy number variants, which involve changes in the number of copies of a particular gene; and rearrangements, where the DNA structure is altered. Additionally, the test evaluates for microsatellite instability, a condition where repeat DNA sequences become unstable and vary in length, and tumor–mutation burden, which measures the number of mutations within a tumor genome (complete set of genetic material, including DNA, that is present within the cells of a tumor). Comparative sequence analysis between the tumor and matched normal specimen allows the analyst to differentiate between inherited genetic variations and those specific to the cancer cells. Clinicians may order this test to help in understanding the genetic basis of the tumor, guiding personalized treatment options. Tips Use this code only for the appropriate proprietary test. Additional Info “U” codes are included in the CPT® code set to identify specific proprietary laboratory analyses (PLA) tests. PLA codes take precedence over the usual 80000 series codes for laboratory/pathology. Use this code only for the above–described test; do not report this test using any other CPT® code. PLA code descriptors follow existing code conventions when possible, and lab techniques used include multianalyte assays with algorithmic analyses (MAAA) and genomic sequencing procedures (GSP), among others. Read Less | Range Specific Guideline Proprietary laboratory analyses (PLA) codes describe proprietary clinical laboratory analyses and can be either provided by a single ("sole-source") laboratory or licensed or marketed to multiple providing laboratories (eg, cleared or approved by the Food and Drug Administration [FDA]). This subsection includes advanced diagnostic laboratory tests (ADLTs) and clinical diagnostic laboratory tests (CDLTs), as defined under the Protecting Access to Medicare Act (PAMA) of 2014. These analyses may include a range of medical laboratory tests including, but not limited to, multianalyte assays with algorithmic analyses (MAAA) and genomic sequencing procedures (GSP). The descriptor nomenclature follows, where possible, existing code conventions (eg, MAAA, GSP). Unless specifically noted, even though the Proprietary Laboratory Analyses section of the code set is located at the end of the Pathology and Laboratory section of the code set, a PLA code does not fulfill Category I code criteria. PLA codes are not required to fulfill the Category I criteria. The standards for inclusion in the PLA section are: The test must be commercially available in the United States for use on human specimens and The clinical laboratory or manufacturer that offers the test must request the code. For similar laboratory analyses that fulfill Category I criteria, see codes listed in the numeric 80000 series. When a PLA code is available to report a given proprietary laboratory service, that PLA code takes precedence. The service should not be reported with any other CPT® code(s) and other CPT® code(s) should not be used to report services that may be reported with that specific PLA code. These codes encompass all analytical services required for the analysis (eg, cell lysis, nucleic acid stabilization, extraction, digestion, amplification, hybridization and detection). For molecular analyses, additional procedures that are required prior to cell lysis (eg, microdissection [codes 88380 and 88381]) may be reported separately. Codes in this subsection are released on a quarterly basis to expedite dissemination for reporting. PLA codes will be published electronically on the AMA CPT® website (ama-assn.org/cpt-pla-codes), distributed via CPT® data files on a quarterly basis, and, at a minimum, made available in print annually in the CPT® codebook. See the Introduction section of the CPT® code set for a complete list of the dates of release and implementation. All codes that are included in this section are also included in Appendix O, with the procedure's proprietary name. In order to report a PLA code, the analysis performed must fulfill the code descriptor and must be the test represented by the proprietary name listed in Appendix O. In some instances, the descriptor language of PLA codes may be identical and the code may only be differentiated by the listed proprietary name in Appendix O. When more than one PLA has an identical descriptor, the codes will be denoted by the symbol "â™“." All PLA tests will have assigned codes in the PLA section of the code set. Any PLA coded test(s) that satisfies Category I criteria and has been accepted by the CPT® Editorial Panel will be designated by the addition of the symbol "^" to the existing PLA code and will remain in the PLA section of the code set. If a proprietary test has already been accepted for a Category I code and a code has not been published, subsequent application for a PLA code will take precedence. The code will only be placed in the PLA section. The accuracy of a PLA code is to be maintained by the original applicant, or the current owner of the test kit or laboratory performing the proprietary test. A new PLA code is required when: 1. Additional nucleic acid (DNA or RNA) and/or protein analysis(es) are added to the current PLA test, or 2. The name of the PLA test has changed in association with changes in test performance or test characteristics. The addition or modification of the therapeutic applications of the test require submission of a code change application, but it may not require a new code number. | 0001U-0599U | https://www.aapc.com/codes/cpt-codes/0473U | 2025-10-27T18:48:18.827762Z
0474U | Hereditary pan-cancer (eg, hereditary sarcomas, hereditary endocrine tumors, hereditary neuroendocrine tumors, hereditary cutaneous melanoma), genomic sequence analysis panel of 88 genes with 20 duplications/deletions using next-generation sequencing (NGS), Sanger sequencing, blood or saliva, reported as positive or negative for germline variants, each gene | This is a Proprietary Laboratory Analyses (PLA) code, meaning that the code applies to only one unique lab test made by a specific manufacturer or performed by a specific lab. Report 0474U only for GeneticsNow® Comprehensive Germline Panel from GoPath Diagnostics Inc. This test is a hereditary pan–cancer genomic sequence analysis that examines a panel of 88 genes associated with various inherited cancer syndromes, such as sarcomas, endocrine tumors, neuroendocrine tumors, and cutaneous melanoma. It employs next–generation sequencing (NGS) and Sanger sequencing to detect both sequence variants and 20 specific duplications or deletions in the genes, using either blood or saliva samples. The results are reported as positive or negative for each gene tested, indicating the presence or absence of germline variants that could predispose individuals to cancer. Explanation To perform the hereditary pan–cancer genomic sequence analysis, a lab analyst prepares a blood or saliva sample from the patient. This sample provides the DNA necessary for testing. The test specifically targets a panel of 88 genes associated with various types of hereditary cancers, including sarcomas, endocrine tumors, neuroendocrine tumors, and cutaneous melanoma. The analyst uses two primary sequencing techniques: next–generation sequencing (NGS) and Sanger sequencing. NGS allows for rapid, high–throughput sequencing of multiple genes simultaneously, making it efficient for scanning all 88 genes for mutations. In contrast, Sanger sequencing, a more traditional method, is typically used to confirm findings from NGS or to analyze specific areas of the genome with greater accuracy. The test focuses on identifying both sequence variants and specific structural changes within the DNA, namely 20 targeted duplications and deletions. Duplications mean that a segment of DNA is abnormally copied multiple times, and deletions refer to sections of DNA that are missing. These changes can significantly affect gene function and contribute to cancer risk. After sequencing, the data are analyzed to detect these genetic alterations. Each gene in the panel is assessed individually, and the results are reported as positive or negative for germline variants. Germline variants are genetic changes that are inherited and present in every cell of the body. Clinicians may order this test because identifying germline variants helps to determine an individual’s risk of developing cancer. The results can help clinicians provide guidance to patients about clinical risk and genetic causes of diseases. Examples of hereditary cancers include sarcomas, endocrine tumors, neuroendocrine tumors, and cutaneous melanoma. Sarcomas are cancers that start in the bones and soft tissues. Endocrine tumors form in the endocrine glands, which are responsible for hormone production. Neuroendocrine tumors develop from cells that share characteristics of both hormone–producing and nerve cells, and they can occur in various organs. Cutaneous melanoma, a type of skin cancer, originates from melanocytes, the cells that give skin its color. This cancer has the potential to spread rapidly to other parts of the body. Tips Use this code only for the appropriate proprietary test. Additional Info “U” codes are included in the CPT® code set to identify specific proprietary laboratory analyses (PLA) tests. PLA codes take precedence over the usual 80000 series codes for laboratory/pathology. Use this code only for the above–described test; do not report this test using any other CPT® code. PLA code descriptors follow existing code conventions when possible, and lab techniques used include multianalyte assays with algorithmic analyses (MAAA) and genomic sequencing procedures (GSP), among others. Read Less | Range Specific Guideline Proprietary laboratory analyses (PLA) codes describe proprietary clinical laboratory analyses and can be either provided by a single ("sole-source") laboratory or licensed or marketed to multiple providing laboratories (eg, cleared or approved by the Food and Drug Administration [FDA]). This subsection includes advanced diagnostic laboratory tests (ADLTs) and clinical diagnostic laboratory tests (CDLTs), as defined under the Protecting Access to Medicare Act (PAMA) of 2014. These analyses may include a range of medical laboratory tests including, but not limited to, multianalyte assays with algorithmic analyses (MAAA) and genomic sequencing procedures (GSP). The descriptor nomenclature follows, where possible, existing code conventions (eg, MAAA, GSP). Unless specifically noted, even though the Proprietary Laboratory Analyses section of the code set is located at the end of the Pathology and Laboratory section of the code set, a PLA code does not fulfill Category I code criteria. PLA codes are not required to fulfill the Category I criteria. The standards for inclusion in the PLA section are: The test must be commercially available in the United States for use on human specimens and The clinical laboratory or manufacturer that offers the test must request the code. For similar laboratory analyses that fulfill Category I criteria, see codes listed in the numeric 80000 series. When a PLA code is available to report a given proprietary laboratory service, that PLA code takes precedence. The service should not be reported with any other CPT® code(s) and other CPT® code(s) should not be used to report services that may be reported with that specific PLA code. These codes encompass all analytical services required for the analysis (eg, cell lysis, nucleic acid stabilization, extraction, digestion, amplification, hybridization and detection). For molecular analyses, additional procedures that are required prior to cell lysis (eg, microdissection [codes 88380 and 88381]) may be reported separately. Codes in this subsection are released on a quarterly basis to expedite dissemination for reporting. PLA codes will be published electronically on the AMA CPT® website (ama-assn.org/cpt-pla-codes), distributed via CPT® data files on a quarterly basis, and, at a minimum, made available in print annually in the CPT® codebook. See the Introduction section of the CPT® code set for a complete list of the dates of release and implementation. All codes that are included in this section are also included in Appendix O, with the procedure's proprietary name. In order to report a PLA code, the analysis performed must fulfill the code descriptor and must be the test represented by the proprietary name listed in Appendix O. In some instances, the descriptor language of PLA codes may be identical and the code may only be differentiated by the listed proprietary name in Appendix O. When more than one PLA has an identical descriptor, the codes will be denoted by the symbol "â™“." All PLA tests will have assigned codes in the PLA section of the code set. Any PLA coded test(s) that satisfies Category I criteria and has been accepted by the CPT® Editorial Panel will be designated by the addition of the symbol "^" to the existing PLA code and will remain in the PLA section of the code set. If a proprietary test has already been accepted for a Category I code and a code has not been published, subsequent application for a PLA code will take precedence. The code will only be placed in the PLA section. The accuracy of a PLA code is to be maintained by the original applicant, or the current owner of the test kit or laboratory performing the proprietary test. A new PLA code is required when: 1. Additional nucleic acid (DNA or RNA) and/or protein analysis(es) are added to the current PLA test, or 2. The name of the PLA test has changed in association with changes in test performance or test characteristics. The addition or modification of the therapeutic applications of the test require submission of a code change application, but it may not require a new code number. | 0001U-0599U | https://www.aapc.com/codes/cpt-codes/0474U | 2025-10-27T18:48:37.144712Z
0475U | Hereditary prostate cancer-related disorders, genomic sequence analysis panel using next-generation sequencing (NGS), Sanger sequencing, multiplex ligation-dependent probe amplification (MLPA), and array comparative genomic hybridization (CGH), evaluation of 23 genes and duplications/deletions when indicated, pathologic mutations reported with a genetic risk score for prostate cancer | This is a Proprietary Laboratory Analyses (PLA) code, meaning that the code applies to only one unique lab test made by a specific manufacturer or performed by a specific lab. Report 0475U only for ProstateNow™ Prostate Germline Panel from GoPath Diagnostics Inc. This test for hereditary prostate cancer–related disorders analyzes a panel of 23 genes using multiple genetic sequencing and analysis techniques to detect pathologic mutations. It employs next–generation sequencing (NGS), Sanger sequencing, multiplex ligation–dependent probe amplification (MLPA), and array comparative genomic hybridization (CGH). The results include a genetic risk score for prostate cancer, helping to assess an individual’s susceptibility based on detected mutations and genetic alterations. Explanation For this genetic test focusing on hereditary prostate cancer–related disorders, the lab analyst processes and analyzes DNA samples. The testing involves several advanced techniques: next–generation sequencing (NGS), which allows for rapid sequencing of multiple genes simultaneously to identify any genetic variants; Sanger sequencing, a more traditional method that can confirm findings from NGS or analyze specific areas of the genome with greater accuracy; multiplex ligation–dependent probe amplification (MLPA), which detects duplications and deletions in DNA sequences; and array comparative genomic hybridization (CGH), which compares DNA samples to a reference to identify gains and losses of DNA segments. The lab analyst sequences the specified 23 genes known to be associated with prostate cancer risk, looking for both sequence variations and structural changes such as duplications and deletions when indicated. After sequencing and analysis, pathologic mutations are identified (these are genetic changes linked to increased risk or direct causation of prostate cancer). The findings are compiled into a report that includes a genetic risk score, which quantifies the patient’s risk of developing prostate cancer based on the genetic variants identified. Clinicians may order this test to allow for personalized risk assessment and aid in deciding the management and monitoring strategies appropriate for the patient’s genetic profile. Tips Use this code only for the appropriate proprietary test. Additional Info “U” codes are included in the CPT® code set to identify specific proprietary laboratory analyses (PLA) tests. PLA codes take precedence over the usual 80000 series codes for laboratory/pathology. Use this code only for the above–described test; do not report this test using any other CPT® code. PLA code descriptors follow existing code conventions when possible, and lab techniques used include multianalyte assays with algorithmic analyses (MAAA) and genomic sequencing procedures (GSP), among others. Read Less | Range Specific Guideline Proprietary laboratory analyses (PLA) codes describe proprietary clinical laboratory analyses and can be either provided by a single ("sole-source") laboratory or licensed or marketed to multiple providing laboratories (eg, cleared or approved by the Food and Drug Administration [FDA]). This subsection includes advanced diagnostic laboratory tests (ADLTs) and clinical diagnostic laboratory tests (CDLTs), as defined under the Protecting Access to Medicare Act (PAMA) of 2014. These analyses may include a range of medical laboratory tests including, but not limited to, multianalyte assays with algorithmic analyses (MAAA) and genomic sequencing procedures (GSP). The descriptor nomenclature follows, where possible, existing code conventions (eg, MAAA, GSP). Unless specifically noted, even though the Proprietary Laboratory Analyses section of the code set is located at the end of the Pathology and Laboratory section of the code set, a PLA code does not fulfill Category I code criteria. PLA codes are not required to fulfill the Category I criteria. The standards for inclusion in the PLA section are: The test must be commercially available in the United States for use on human specimens and The clinical laboratory or manufacturer that offers the test must request the code. For similar laboratory analyses that fulfill Category I criteria, see codes listed in the numeric 80000 series. When a PLA code is available to report a given proprietary laboratory service, that PLA code takes precedence. The service should not be reported with any other CPT® code(s) and other CPT® code(s) should not be used to report services that may be reported with that specific PLA code. These codes encompass all analytical services required for the analysis (eg, cell lysis, nucleic acid stabilization, extraction, digestion, amplification, hybridization and detection). For molecular analyses, additional procedures that are required prior to cell lysis (eg, microdissection [codes 88380 and 88381]) may be reported separately. Codes in this subsection are released on a quarterly basis to expedite dissemination for reporting. PLA codes will be published electronically on the AMA CPT® website (ama-assn.org/cpt-pla-codes), distributed via CPT® data files on a quarterly basis, and, at a minimum, made available in print annually in the CPT® codebook. See the Introduction section of the CPT® code set for a complete list of the dates of release and implementation. All codes that are included in this section are also included in Appendix O, with the procedure's proprietary name. In order to report a PLA code, the analysis performed must fulfill the code descriptor and must be the test represented by the proprietary name listed in Appendix O. In some instances, the descriptor language of PLA codes may be identical and the code may only be differentiated by the listed proprietary name in Appendix O. When more than one PLA has an identical descriptor, the codes will be denoted by the symbol "â™“." All PLA tests will have assigned codes in the PLA section of the code set. Any PLA coded test(s) that satisfies Category I criteria and has been accepted by the CPT® Editorial Panel will be designated by the addition of the symbol "^" to the existing PLA code and will remain in the PLA section of the code set. If a proprietary test has already been accepted for a Category I code and a code has not been published, subsequent application for a PLA code will take precedence. The code will only be placed in the PLA section. The accuracy of a PLA code is to be maintained by the original applicant, or the current owner of the test kit or laboratory performing the proprietary test. A new PLA code is required when: 1. Additional nucleic acid (DNA or RNA) and/or protein analysis(es) are added to the current PLA test, or 2. The name of the PLA test has changed in association with changes in test performance or test characteristics. The addition or modification of the therapeutic applications of the test require submission of a code change application, but it may not require a new code number. | 0001U-0599U | https://www.aapc.com/codes/cpt-codes/0475U | 2025-10-27T18:48:54.946198Z
0476U | Drug metabolism, psychiatry (eg, major depressive disorder, general anxiety disorder, attention deficit hyperactivity disorder [ADHD], schizophrenia), whole blood, buccal swab, and pharmacogenomic genotyping of 14 genes and CYP2D6 copy number variant analysis and reported phenotypes | This is a Proprietary Laboratory Analyses (PLA) code, meaning that the code applies to only one unique lab test made by a specific manufacturer or performed by a specific lab. Report 0476U only for RightMed® Mental Health Gene Report from OneOme LLC. This test analyzes 14 genes and the CYP2D6 copy number variant to understand drug metabolism in psychiatric conditions, reporting phenotypes based on the genetic analysis. Explanation This code represents the RightMed® Mental Health Gene Report from OneOme LLC. For this pharmacogenomic test focusing on psychiatric conditions, the lab analyst processes and analyzes DNA samples from whole blood or buccal (cheek) swabs. The testing involves sequencing 14 genes and analyzing the CYP2D6 gene copy number variant to identify genetic variants that affect drug metabolism. The results help clinicians understand how patients metabolize specific psychiatric medications, aiding in personalized treatment plans. The findings are compiled into a report that includes phenotypic interpretations, helping to optimize medication choices and dosages for individual patients based on their genetic profile. In the context of drug metabolism testing, phenotypes refer to the observed effects and responses of an individual to medications, which are influenced by their genetic variations. Tips Use this code only for the appropriate proprietary test. Additional Info “U” codes are included in the CPT® code set to identify specific proprietary laboratory analyses (PLA) tests. PLA codes take precedence over the usual 80000 series codes for laboratory/pathology. Use this code only for the above–described test; do not report this test using any other CPT® code. PLA code descriptors follow existing code conventions when possible, and lab techniques used include multianalyte assays with algorithmic analyses (MAAA) and genomic sequencing procedures (GSP), among others. Read Less | Range Specific Guideline Proprietary laboratory analyses (PLA) codes describe proprietary clinical laboratory analyses and can be either provided by a single ("sole-source") laboratory or licensed or marketed to multiple providing laboratories (eg, cleared or approved by the Food and Drug Administration [FDA]). This subsection includes advanced diagnostic laboratory tests (ADLTs) and clinical diagnostic laboratory tests (CDLTs), as defined under the Protecting Access to Medicare Act (PAMA) of 2014. These analyses may include a range of medical laboratory tests including, but not limited to, multianalyte assays with algorithmic analyses (MAAA) and genomic sequencing procedures (GSP). The descriptor nomenclature follows, where possible, existing code conventions (eg, MAAA, GSP). Unless specifically noted, even though the Proprietary Laboratory Analyses section of the code set is located at the end of the Pathology and Laboratory section of the code set, a PLA code does not fulfill Category I code criteria. PLA codes are not required to fulfill the Category I criteria. The standards for inclusion in the PLA section are: The test must be commercially available in the United States for use on human specimens and The clinical laboratory or manufacturer that offers the test must request the code. For similar laboratory analyses that fulfill Category I criteria, see codes listed in the numeric 80000 series. When a PLA code is available to report a given proprietary laboratory service, that PLA code takes precedence. The service should not be reported with any other CPT® code(s) and other CPT® code(s) should not be used to report services that may be reported with that specific PLA code. These codes encompass all analytical services required for the analysis (eg, cell lysis, nucleic acid stabilization, extraction, digestion, amplification, hybridization and detection). For molecular analyses, additional procedures that are required prior to cell lysis (eg, microdissection [codes 88380 and 88381]) may be reported separately. Codes in this subsection are released on a quarterly basis to expedite dissemination for reporting. PLA codes will be published electronically on the AMA CPT® website (ama-assn.org/cpt-pla-codes), distributed via CPT® data files on a quarterly basis, and, at a minimum, made available in print annually in the CPT® codebook. See the Introduction section of the CPT® code set for a complete list of the dates of release and implementation. All codes that are included in this section are also included in Appendix O, with the procedure's proprietary name. In order to report a PLA code, the analysis performed must fulfill the code descriptor and must be the test represented by the proprietary name listed in Appendix O. In some instances, the descriptor language of PLA codes may be identical and the code may only be differentiated by the listed proprietary name in Appendix O. When more than one PLA has an identical descriptor, the codes will be denoted by the symbol "â™“." All PLA tests will have assigned codes in the PLA section of the code set. Any PLA coded test(s) that satisfies Category I criteria and has been accepted by the CPT® Editorial Panel will be designated by the addition of the symbol "^" to the existing PLA code and will remain in the PLA section of the code set. If a proprietary test has already been accepted for a Category I code and a code has not been published, subsequent application for a PLA code will take precedence. The code will only be placed in the PLA section. The accuracy of a PLA code is to be maintained by the original applicant, or the current owner of the test kit or laboratory performing the proprietary test. A new PLA code is required when: 1. Additional nucleic acid (DNA or RNA) and/or protein analysis(es) are added to the current PLA test, or 2. The name of the PLA test has changed in association with changes in test performance or test characteristics. The addition or modification of the therapeutic applications of the test require submission of a code change application, but it may not require a new code number. | 0001U-0599U | https://www.aapc.com/codes/cpt-codes/0476U | 2025-10-27T18:49:13.220418Z
0477U | Drug metabolism, psychiatry (eg, major depressive disorder, general anxiety disorder, attention deficit hyperactivity disorder [ADHD], schizophrenia), whole blood, buccal swab, and pharmacogenomic genotyping of 14 genes and CYP2D6 copy number variant analysis, including impacted gene-drug interactions and reported phenotypes | This is a Proprietary Laboratory Analyses (PLA) code, meaning that the code applies to only one unique lab test made by a specific manufacturer or performed by a specific lab. Report 0477U only for RightMed® Mental Health Medication Report from OneOme LLC. This test analyzes 14 genes and the CYP2D6 copy number variant to understand drug metabolism and gene–drug interactions in psychiatric conditions, reporting phenotypes and gene–drug interactions based on the genetic analysis. Explanation This code represents the RightMed® Mental Health Medication Report from OneOme LLC. For this pharmacogenomic test focusing on psychiatric conditions, the lab analyst processes and analyzes DNA samples from whole blood or buccal (cheek) swabs. The testing involves sequencing 14 genes and analyzing the CYP2D6 copy number variant to identify genetic variants that affect drug metabolism and gene–drug interactions. The results help clinicians understand how patients metabolize specific psychiatric medications and how genetic factors influence drug efficacy and safety. The findings are compiled into a report that includes phenotypic interpretations and gene–drug interaction information, helping to optimize medication choices and dosages for individual patients based on their genetic profile. In the context of drug metabolism testing, phenotypes refer to the observed effects and responses of an individual to medications, which are influenced by their genetic variations. Tips Use this code only for the appropriate proprietary test. Additional Info “U” codes are included in the CPT® code set to identify specific proprietary laboratory analyses (PLA) tests. PLA codes take precedence over the usual 80000 series codes for laboratory/pathology. Use this code only for the above–described test; do not report this test using any other CPT® code. PLA code descriptors follow existing code conventions when possible, and lab techniques used include multianalyte assays with algorithmic analyses (MAAA) and genomic sequencing procedures (GSP), among others. Read Less | Range Specific Guideline Proprietary laboratory analyses (PLA) codes describe proprietary clinical laboratory analyses and can be either provided by a single ("sole-source") laboratory or licensed or marketed to multiple providing laboratories (eg, cleared or approved by the Food and Drug Administration [FDA]). This subsection includes advanced diagnostic laboratory tests (ADLTs) and clinical diagnostic laboratory tests (CDLTs), as defined under the Protecting Access to Medicare Act (PAMA) of 2014. These analyses may include a range of medical laboratory tests including, but not limited to, multianalyte assays with algorithmic analyses (MAAA) and genomic sequencing procedures (GSP). The descriptor nomenclature follows, where possible, existing code conventions (eg, MAAA, GSP). Unless specifically noted, even though the Proprietary Laboratory Analyses section of the code set is located at the end of the Pathology and Laboratory section of the code set, a PLA code does not fulfill Category I code criteria. PLA codes are not required to fulfill the Category I criteria. The standards for inclusion in the PLA section are: The test must be commercially available in the United States for use on human specimens and The clinical laboratory or manufacturer that offers the test must request the code. For similar laboratory analyses that fulfill Category I criteria, see codes listed in the numeric 80000 series. When a PLA code is available to report a given proprietary laboratory service, that PLA code takes precedence. The service should not be reported with any other CPT® code(s) and other CPT® code(s) should not be used to report services that may be reported with that specific PLA code. These codes encompass all analytical services required for the analysis (eg, cell lysis, nucleic acid stabilization, extraction, digestion, amplification, hybridization and detection). For molecular analyses, additional procedures that are required prior to cell lysis (eg, microdissection [codes 88380 and 88381]) may be reported separately. Codes in this subsection are released on a quarterly basis to expedite dissemination for reporting. PLA codes will be published electronically on the AMA CPT® website (ama-assn.org/cpt-pla-codes), distributed via CPT® data files on a quarterly basis, and, at a minimum, made available in print annually in the CPT® codebook. See the Introduction section of the CPT® code set for a complete list of the dates of release and implementation. All codes that are included in this section are also included in Appendix O, with the procedure's proprietary name. In order to report a PLA code, the analysis performed must fulfill the code descriptor and must be the test represented by the proprietary name listed in Appendix O. In some instances, the descriptor language of PLA codes may be identical and the code may only be differentiated by the listed proprietary name in Appendix O. When more than one PLA has an identical descriptor, the codes will be denoted by the symbol "â™“." All PLA tests will have assigned codes in the PLA section of the code set. Any PLA coded test(s) that satisfies Category I criteria and has been accepted by the CPT® Editorial Panel will be designated by the addition of the symbol "^" to the existing PLA code and will remain in the PLA section of the code set. If a proprietary test has already been accepted for a Category I code and a code has not been published, subsequent application for a PLA code will take precedence. The code will only be placed in the PLA section. The accuracy of a PLA code is to be maintained by the original applicant, or the current owner of the test kit or laboratory performing the proprietary test. A new PLA code is required when: 1. Additional nucleic acid (DNA or RNA) and/or protein analysis(es) are added to the current PLA test, or 2. The name of the PLA test has changed in association with changes in test performance or test characteristics. The addition or modification of the therapeutic applications of the test require submission of a code change application, but it may not require a new code number. | 0001U-0599U | https://www.aapc.com/codes/cpt-codes/0477U | 2025-10-27T18:49:31.380340Z
0478U | Oncology (non-small cell lung cancer), DNA and RNA, digital PCR analysis of 9 genes (EGFR, KRAS, BRAF, ALK, ROS1, RET, NTRK 1/2/3, ERBB2, and MET) in formalin-fixed paraffin-embedded (FFPE) tissue, interrogation for single-nucleotide variants, insertions/deletions, gene rearrangements, and reported as actionable detected variants for therapy selection | This is a Proprietary Laboratory Analyses (PLA) code, meaning that the code applies to only one unique lab test made by a specific manufacturer or performed by a specific lab. Report 0478U only for Lung HDPCR™ from Protean BioDiagnostics. This test analyzes DNA and RNA from non–small cell lung cancer tissue to detect mutations in nine genes using digital PCR, identifying variants that can guide therapy selection. Explanation This code represents Lung HDPCR™ from Protean BioDiagnostics. For this genetic test focusing on non–small cell lung cancer, the lab analyst processes and analyzes DNA and RNA samples from formalin–fixed paraffin–embedded (FFPE) tissue. The test uses digital polymerase chain reaction (PCR) to detect single–nucleotide variants (changes in a single DNA base), insertions/deletions (small additions or losses of DNA segments), and gene rearrangements (structural changes in genes) in nine specific genes (EGFR, KRAS, BRAF, ALK, ROS1, RET, NTRK1/2/3, ERBB2, and MET). Digital PCR is a method that precisely counts DNA or RNA molecules by dividing a sample into many tiny reactions, each with either none or one target molecule, then amplifying (multiplying) and detecting these targets. The findings are reported as actionable variants, which means they provide information that can help select the most effective therapy for the patient’s cancer. Tips Use this code only for the appropriate proprietary test. Additional Info “U” codes are included in the CPT® code set to identify specific proprietary laboratory analyses (PLA) tests. PLA codes take precedence over the usual 80000 series codes for laboratory/pathology. Use this code only for the above–described test; do not report this test using any other CPT® code. PLA code descriptors follow existing code conventions when possible, and lab techniques used include multianalyte assays with algorithmic analyses (MAAA) and genomic sequencing procedures (GSP), among others. Read Less | Range Specific Guideline Proprietary laboratory analyses (PLA) codes describe proprietary clinical laboratory analyses and can be either provided by a single ("sole-source") laboratory or licensed or marketed to multiple providing laboratories (eg, cleared or approved by the Food and Drug Administration [FDA]). This subsection includes advanced diagnostic laboratory tests (ADLTs) and clinical diagnostic laboratory tests (CDLTs), as defined under the Protecting Access to Medicare Act (PAMA) of 2014. These analyses may include a range of medical laboratory tests including, but not limited to, multianalyte assays with algorithmic analyses (MAAA) and genomic sequencing procedures (GSP). The descriptor nomenclature follows, where possible, existing code conventions (eg, MAAA, GSP). Unless specifically noted, even though the Proprietary Laboratory Analyses section of the code set is located at the end of the Pathology and Laboratory section of the code set, a PLA code does not fulfill Category I code criteria. PLA codes are not required to fulfill the Category I criteria. The standards for inclusion in the PLA section are: The test must be commercially available in the United States for use on human specimens and The clinical laboratory or manufacturer that offers the test must request the code. For similar laboratory analyses that fulfill Category I criteria, see codes listed in the numeric 80000 series. When a PLA code is available to report a given proprietary laboratory service, that PLA code takes precedence. The service should not be reported with any other CPT® code(s) and other CPT® code(s) should not be used to report services that may be reported with that specific PLA code. These codes encompass all analytical services required for the analysis (eg, cell lysis, nucleic acid stabilization, extraction, digestion, amplification, hybridization and detection). For molecular analyses, additional procedures that are required prior to cell lysis (eg, microdissection [codes 88380 and 88381]) may be reported separately. Codes in this subsection are released on a quarterly basis to expedite dissemination for reporting. PLA codes will be published electronically on the AMA CPT® website (ama-assn.org/cpt-pla-codes), distributed via CPT® data files on a quarterly basis, and, at a minimum, made available in print annually in the CPT® codebook. See the Introduction section of the CPT® code set for a complete list of the dates of release and implementation. All codes that are included in this section are also included in Appendix O, with the procedure's proprietary name. In order to report a PLA code, the analysis performed must fulfill the code descriptor and must be the test represented by the proprietary name listed in Appendix O. In some instances, the descriptor language of PLA codes may be identical and the code may only be differentiated by the listed proprietary name in Appendix O. When more than one PLA has an identical descriptor, the codes will be denoted by the symbol "â™“." All PLA tests will have assigned codes in the PLA section of the code set. Any PLA coded test(s) that satisfies Category I criteria and has been accepted by the CPT® Editorial Panel will be designated by the addition of the symbol "^" to the existing PLA code and will remain in the PLA section of the code set. If a proprietary test has already been accepted for a Category I code and a code has not been published, subsequent application for a PLA code will take precedence. The code will only be placed in the PLA section. The accuracy of a PLA code is to be maintained by the original applicant, or the current owner of the test kit or laboratory performing the proprietary test. A new PLA code is required when: 1. Additional nucleic acid (DNA or RNA) and/or protein analysis(es) are added to the current PLA test, or 2. The name of the PLA test has changed in association with changes in test performance or test characteristics. The addition or modification of the therapeutic applications of the test require submission of a code change application, but it may not require a new code number. | 0001U-0599U | https://www.aapc.com/codes/cpt-codes/0478U | 2025-10-27T18:49:49.322148Z
0479U | Tau, phosphorylated, pTau217 | This is a Proprietary Laboratory Analyses (PLA) code, meaning that the code applies to only one unique lab test made by a specific manufacturer or performed by a specific lab. Report 0479U only for ALZpath pTau217 from Neurocode USA Inc. and Quanterix/ALZpath. This test measures the level of phosphorylated tau protein (pTau217) in the blood, which is a biomarker for Alzheimer’s disease. Explanation This code represents ALZpath pTau217 from Neurocode USA Inc. and Quanterix/ALZpath. For this test, the lab analyst measures the level of phosphorylated tau protein (pTau217) in a blood sample. Phosphorylated tau is a modified form of the tau protein that has additional phosphate groups attached. Elevated levels of pTau217 are associated with Alzheimer’s disease, as they indicate abnormal tau protein aggregation in the brain. The findings help clinicians in the diagnosis and management of Alzheimer’s disease, providing information about the presence and progression of the disease. Tips Use this code only for the appropriate proprietary test. Additional Info “U” codes are included in the CPT® code set to identify specific proprietary laboratory analyses (PLA) tests. PLA codes take precedence over the usual 80000 series codes for laboratory/pathology. Use this code only for the above–described test; do not report this test using any other CPT® code. PLA code descriptors follow existing code conventions when possible, and lab techniques used include multianalyte assays with algorithmic analyses (MAAA) and genomic sequencing procedures (GSP), among others. Read Less | Range Specific Guideline Proprietary laboratory analyses (PLA) codes describe proprietary clinical laboratory analyses and can be either provided by a single ("sole-source") laboratory or licensed or marketed to multiple providing laboratories (eg, cleared or approved by the Food and Drug Administration [FDA]). This subsection includes advanced diagnostic laboratory tests (ADLTs) and clinical diagnostic laboratory tests (CDLTs), as defined under the Protecting Access to Medicare Act (PAMA) of 2014. These analyses may include a range of medical laboratory tests including, but not limited to, multianalyte assays with algorithmic analyses (MAAA) and genomic sequencing procedures (GSP). The descriptor nomenclature follows, where possible, existing code conventions (eg, MAAA, GSP). Unless specifically noted, even though the Proprietary Laboratory Analyses section of the code set is located at the end of the Pathology and Laboratory section of the code set, a PLA code does not fulfill Category I code criteria. PLA codes are not required to fulfill the Category I criteria. The standards for inclusion in the PLA section are: The test must be commercially available in the United States for use on human specimens and The clinical laboratory or manufacturer that offers the test must request the code. For similar laboratory analyses that fulfill Category I criteria, see codes listed in the numeric 80000 series. When a PLA code is available to report a given proprietary laboratory service, that PLA code takes precedence. The service should not be reported with any other CPT® code(s) and other CPT® code(s) should not be used to report services that may be reported with that specific PLA code. These codes encompass all analytical services required for the analysis (eg, cell lysis, nucleic acid stabilization, extraction, digestion, amplification, hybridization and detection). For molecular analyses, additional procedures that are required prior to cell lysis (eg, microdissection [codes 88380 and 88381]) may be reported separately. Codes in this subsection are released on a quarterly basis to expedite dissemination for reporting. PLA codes will be published electronically on the AMA CPT® website (ama-assn.org/cpt-pla-codes), distributed via CPT® data files on a quarterly basis, and, at a minimum, made available in print annually in the CPT® codebook. See the Introduction section of the CPT® code set for a complete list of the dates of release and implementation. All codes that are included in this section are also included in Appendix O, with the procedure's proprietary name. In order to report a PLA code, the analysis performed must fulfill the code descriptor and must be the test represented by the proprietary name listed in Appendix O. In some instances, the descriptor language of PLA codes may be identical and the code may only be differentiated by the listed proprietary name in Appendix O. When more than one PLA has an identical descriptor, the codes will be denoted by the symbol "â™“." All PLA tests will have assigned codes in the PLA section of the code set. Any PLA coded test(s) that satisfies Category I criteria and has been accepted by the CPT® Editorial Panel will be designated by the addition of the symbol "^" to the existing PLA code and will remain in the PLA section of the code set. If a proprietary test has already been accepted for a Category I code and a code has not been published, subsequent application for a PLA code will take precedence. The code will only be placed in the PLA section. The accuracy of a PLA code is to be maintained by the original applicant, or the current owner of the test kit or laboratory performing the proprietary test. A new PLA code is required when: 1. Additional nucleic acid (DNA or RNA) and/or protein analysis(es) are added to the current PLA test, or 2. The name of the PLA test has changed in association with changes in test performance or test characteristics. The addition or modification of the therapeutic applications of the test require submission of a code change application, but it may not require a new code number. | 0001U-0599U | https://www.aapc.com/codes/cpt-codes/0479U | 2025-10-27T18:50:06.952266Z
0480U | Infectious disease (bacteria, viruses, fungi, and parasites), cerebrospinal fluid (CSF), metagenomic next-generation sequencing (DNA and RNA), bioinformatic analysis, with positive pathogen identification | This is a Proprietary Laboratory Analyses (PLA) code, meaning that the code applies to only one unique lab test made by a specific manufacturer or performed by a specific lab. Report 0480U only for Bacteria, Viruses, Fungus, and Parasite Metagenomic Sequencing, Spinal Fluid (MSCSF) from Mayo Clinic. This test uses metagenomic next–generation sequencing (NGS) to identify pathogens in cerebrospinal fluid (CSF) by analyzing DNA and RNA from bacteria, viruses, fungi, and parasites. Explanation This code represents the Bacteria, Viruses, Fungus, and Parasite Metagenomic Sequencing, Spinal Fluid (MSCSF) test from Mayo Clinic. For this test, the lab analyst uses metagenomic next–generation sequencing (NGS) to analyze DNA and RNA from a cerebrospinal fluid (CSF) sample. Metagenomic sequencing allows for the comprehensive detection of genetic material from multiple types of pathogens (bacteria, viruses, fungi, and parasites) in a single test. Bioinformatic analysis is used to interpret the sequencing data and identify any pathogens present. The findings provide clinicians with information about the infectious agents in the CSF, which is crucial for diagnosing and treating infections of the central nervous system. Tips Use this code only for the appropriate proprietary test. Additional Info “U” codes are included in the CPT® code set to identify specific proprietary laboratory analyses (PLA) tests. PLA codes take precedence over the usual 80000 series codes for laboratory/pathology. Use this code only for the above–described test; do not report this test using any other CPT® code. PLA code descriptors follow existing code conventions when possible, and lab techniques used include multianalyte assays with algorithmic analyses (MAAA) and genomic sequencing procedures (GSP), among others. Read Less | Range Specific Guideline Proprietary laboratory analyses (PLA) codes describe proprietary clinical laboratory analyses and can be either provided by a single ("sole-source") laboratory or licensed or marketed to multiple providing laboratories (eg, cleared or approved by the Food and Drug Administration [FDA]). This subsection includes advanced diagnostic laboratory tests (ADLTs) and clinical diagnostic laboratory tests (CDLTs), as defined under the Protecting Access to Medicare Act (PAMA) of 2014. These analyses may include a range of medical laboratory tests including, but not limited to, multianalyte assays with algorithmic analyses (MAAA) and genomic sequencing procedures (GSP). The descriptor nomenclature follows, where possible, existing code conventions (eg, MAAA, GSP). Unless specifically noted, even though the Proprietary Laboratory Analyses section of the code set is located at the end of the Pathology and Laboratory section of the code set, a PLA code does not fulfill Category I code criteria. PLA codes are not required to fulfill the Category I criteria. The standards for inclusion in the PLA section are: The test must be commercially available in the United States for use on human specimens and The clinical laboratory or manufacturer that offers the test must request the code. For similar laboratory analyses that fulfill Category I criteria, see codes listed in the numeric 80000 series. When a PLA code is available to report a given proprietary laboratory service, that PLA code takes precedence. The service should not be reported with any other CPT® code(s) and other CPT® code(s) should not be used to report services that may be reported with that specific PLA code. These codes encompass all analytical services required for the analysis (eg, cell lysis, nucleic acid stabilization, extraction, digestion, amplification, hybridization and detection). For molecular analyses, additional procedures that are required prior to cell lysis (eg, microdissection [codes 88380 and 88381]) may be reported separately. Codes in this subsection are released on a quarterly basis to expedite dissemination for reporting. PLA codes will be published electronically on the AMA CPT® website (ama-assn.org/cpt-pla-codes), distributed via CPT® data files on a quarterly basis, and, at a minimum, made available in print annually in the CPT® codebook. See the Introduction section of the CPT® code set for a complete list of the dates of release and implementation. All codes that are included in this section are also included in Appendix O, with the procedure's proprietary name. In order to report a PLA code, the analysis performed must fulfill the code descriptor and must be the test represented by the proprietary name listed in Appendix O. In some instances, the descriptor language of PLA codes may be identical and the code may only be differentiated by the listed proprietary name in Appendix O. When more than one PLA has an identical descriptor, the codes will be denoted by the symbol "â™“." All PLA tests will have assigned codes in the PLA section of the code set. Any PLA coded test(s) that satisfies Category I criteria and has been accepted by the CPT® Editorial Panel will be designated by the addition of the symbol "^" to the existing PLA code and will remain in the PLA section of the code set. If a proprietary test has already been accepted for a Category I code and a code has not been published, subsequent application for a PLA code will take precedence. The code will only be placed in the PLA section. The accuracy of a PLA code is to be maintained by the original applicant, or the current owner of the test kit or laboratory performing the proprietary test. A new PLA code is required when: 1. Additional nucleic acid (DNA or RNA) and/or protein analysis(es) are added to the current PLA test, or 2. The name of the PLA test has changed in association with changes in test performance or test characteristics. The addition or modification of the therapeutic applications of the test require submission of a code change application, but it may not require a new code number. | 0001U-0599U | https://www.aapc.com/codes/cpt-codes/0480U | 2025-10-27T18:50:25.214682Z
0481U | IDH1 (isocitrate dehydrogenase 1 [NADP+]), IDH2 (isocitrate dehydrogenase 2 [NADP+]), and TERT (telomerase reverse transcriptase) promoter (eg, central nervous system [CNS] tumors), next-generation sequencing (single-nucleotide variants [SNV], deletions, and insertions) | This is a Proprietary Laboratory Analyses (PLA) code, meaning that the code applies to only one unique lab test made by a specific manufacturer or performed by a specific lab. Report 0481U only for IDH1, IDH2, and TERT Mutation Analysis, Next–Generation Sequencing, Tumor (IDTRT) from Mayo Clinic. This test uses next–generation sequencing to identify mutations in the IDH1, IDH2, and TERT genes in tumor samples, looking for single–nucleotide variants (SNVs), deletions, and insertions. Explanation This code represents the IDH1, IDH2, and TERT Mutation Analysis, Next–Generation Sequencing, Tumor (IDTRT) test from Mayo Clinic. For this test, the lab analyst processes and analyzes DNA from tumor samples. Next–generation sequencing (NGS) is used to rapidly and accurately sequence the IDH1, IDH2, and TERT genes, identifying single–nucleotide variants (SNVs, which are changes in a single DNA base), deletions (loss of DNA segments), and insertions (addition of DNA segments). The results help clinicians understand genetic mutations in tumors, such as central nervous system (CNS) tumors, and assists in tumor diagnosis and classification. Tips Use this code only for the appropriate proprietary test. Additional Info “U” codes are included in the CPT® code set to identify specific proprietary laboratory analyses (PLA) tests. PLA codes take precedence over the usual 80000 series codes for laboratory/pathology. Use this code only for the above–described test; do not report this test using any other CPT® code. PLA code descriptors follow existing code conventions when possible, and lab techniques used include multianalyte assays with algorithmic analyses (MAAA) and genomic sequencing procedures (GSP), among others. Read Less | Range Specific Guideline Proprietary laboratory analyses (PLA) codes describe proprietary clinical laboratory analyses and can be either provided by a single ("sole-source") laboratory or licensed or marketed to multiple providing laboratories (eg, cleared or approved by the Food and Drug Administration [FDA]). This subsection includes advanced diagnostic laboratory tests (ADLTs) and clinical diagnostic laboratory tests (CDLTs), as defined under the Protecting Access to Medicare Act (PAMA) of 2014. These analyses may include a range of medical laboratory tests including, but not limited to, multianalyte assays with algorithmic analyses (MAAA) and genomic sequencing procedures (GSP). The descriptor nomenclature follows, where possible, existing code conventions (eg, MAAA, GSP). Unless specifically noted, even though the Proprietary Laboratory Analyses section of the code set is located at the end of the Pathology and Laboratory section of the code set, a PLA code does not fulfill Category I code criteria. PLA codes are not required to fulfill the Category I criteria. The standards for inclusion in the PLA section are: The test must be commercially available in the United States for use on human specimens and The clinical laboratory or manufacturer that offers the test must request the code. For similar laboratory analyses that fulfill Category I criteria, see codes listed in the numeric 80000 series. When a PLA code is available to report a given proprietary laboratory service, that PLA code takes precedence. The service should not be reported with any other CPT® code(s) and other CPT® code(s) should not be used to report services that may be reported with that specific PLA code. These codes encompass all analytical services required for the analysis (eg, cell lysis, nucleic acid stabilization, extraction, digestion, amplification, hybridization and detection). For molecular analyses, additional procedures that are required prior to cell lysis (eg, microdissection [codes 88380 and 88381]) may be reported separately. Codes in this subsection are released on a quarterly basis to expedite dissemination for reporting. PLA codes will be published electronically on the AMA CPT® website (ama-assn.org/cpt-pla-codes), distributed via CPT® data files on a quarterly basis, and, at a minimum, made available in print annually in the CPT® codebook. See the Introduction section of the CPT® code set for a complete list of the dates of release and implementation. All codes that are included in this section are also included in Appendix O, with the procedure's proprietary name. In order to report a PLA code, the analysis performed must fulfill the code descriptor and must be the test represented by the proprietary name listed in Appendix O. In some instances, the descriptor language of PLA codes may be identical and the code may only be differentiated by the listed proprietary name in Appendix O. When more than one PLA has an identical descriptor, the codes will be denoted by the symbol "â™“." All PLA tests will have assigned codes in the PLA section of the code set. Any PLA coded test(s) that satisfies Category I criteria and has been accepted by the CPT® Editorial Panel will be designated by the addition of the symbol "^" to the existing PLA code and will remain in the PLA section of the code set. If a proprietary test has already been accepted for a Category I code and a code has not been published, subsequent application for a PLA code will take precedence. The code will only be placed in the PLA section. The accuracy of a PLA code is to be maintained by the original applicant, or the current owner of the test kit or laboratory performing the proprietary test. A new PLA code is required when: 1. Additional nucleic acid (DNA or RNA) and/or protein analysis(es) are added to the current PLA test, or 2. The name of the PLA test has changed in association with changes in test performance or test characteristics. The addition or modification of the therapeutic applications of the test require submission of a code change application, but it may not require a new code number. | 0001U-0599U | https://www.aapc.com/codes/cpt-codes/0481U | 2025-10-27T18:50:43.354281Z
0482U | Obstetrics (preeclampsia), biochemical assay of soluble fms-like tyrosine kinase 1 (sFlt-1) and placental growth factor (PlGF), serum, ratio reported for sFlt-1/PlGF, with risk of progression for preeclampsia with severe features within 2 weeks | This is a Proprietary Laboratory Analyses (PLA) code, meaning that the code applies to only one unique lab test made by a specific manufacturer or performed by a specific lab. Report 0482U only for Preeclampsia sFlt 1/PlGF Ratio (PERA) from Mayo Clinic. This test measures serum levels of sFlt–1 and PlGF and reports their ratio to determine the risk of severe preeclampsia progression within two weeks. Explanation This code represents the Preeclampsia sFlt 1/PlGF Ratio (PERA) test from Mayo Clinic. For this test, the lab analyst measures levels of soluble fms–like tyrosine kinase 1 (sFlt–1) and placental growth factor (PlGF) in a serum sample. sFlt–1 is a protein that can inhibit blood vessel formation, and PlGF is a protein that promotes blood vessel growth. An imbalance in their levels, indicated by a high sFlt–1/PlGF ratio, is associated with preeclampsia, a serious pregnancy complication characterized by high blood pressure and organ damage. The test helps predict the risk of severe preeclampsia developing within the next two weeks. Tips Use this code only for the appropriate proprietary test. Additional Info “U” codes are included in the CPT® code set to identify specific proprietary laboratory analyses (PLA) tests. PLA codes take precedence over the usual 80000 series codes for laboratory/pathology. Use this code only for the above–described test; do not report this test using any other CPT® code. PLA code descriptors follow existing code conventions when possible, and lab techniques used include multianalyte assays with algorithmic analyses (MAAA) and genomic sequencing procedures (GSP), among others. Read Less | Range Specific Guideline Proprietary laboratory analyses (PLA) codes describe proprietary clinical laboratory analyses and can be either provided by a single ("sole-source") laboratory or licensed or marketed to multiple providing laboratories (eg, cleared or approved by the Food and Drug Administration [FDA]). This subsection includes advanced diagnostic laboratory tests (ADLTs) and clinical diagnostic laboratory tests (CDLTs), as defined under the Protecting Access to Medicare Act (PAMA) of 2014. These analyses may include a range of medical laboratory tests including, but not limited to, multianalyte assays with algorithmic analyses (MAAA) and genomic sequencing procedures (GSP). The descriptor nomenclature follows, where possible, existing code conventions (eg, MAAA, GSP). Unless specifically noted, even though the Proprietary Laboratory Analyses section of the code set is located at the end of the Pathology and Laboratory section of the code set, a PLA code does not fulfill Category I code criteria. PLA codes are not required to fulfill the Category I criteria. The standards for inclusion in the PLA section are: The test must be commercially available in the United States for use on human specimens and The clinical laboratory or manufacturer that offers the test must request the code. For similar laboratory analyses that fulfill Category I criteria, see codes listed in the numeric 80000 series. When a PLA code is available to report a given proprietary laboratory service, that PLA code takes precedence. The service should not be reported with any other CPT® code(s) and other CPT® code(s) should not be used to report services that may be reported with that specific PLA code. These codes encompass all analytical services required for the analysis (eg, cell lysis, nucleic acid stabilization, extraction, digestion, amplification, hybridization and detection). For molecular analyses, additional procedures that are required prior to cell lysis (eg, microdissection [codes 88380 and 88381]) may be reported separately. Codes in this subsection are released on a quarterly basis to expedite dissemination for reporting. PLA codes will be published electronically on the AMA CPT® website (ama-assn.org/cpt-pla-codes), distributed via CPT® data files on a quarterly basis, and, at a minimum, made available in print annually in the CPT® codebook. See the Introduction section of the CPT® code set for a complete list of the dates of release and implementation. All codes that are included in this section are also included in Appendix O, with the procedure's proprietary name. In order to report a PLA code, the analysis performed must fulfill the code descriptor and must be the test represented by the proprietary name listed in Appendix O. In some instances, the descriptor language of PLA codes may be identical and the code may only be differentiated by the listed proprietary name in Appendix O. When more than one PLA has an identical descriptor, the codes will be denoted by the symbol "â™“." All PLA tests will have assigned codes in the PLA section of the code set. Any PLA coded test(s) that satisfies Category I criteria and has been accepted by the CPT® Editorial Panel will be designated by the addition of the symbol "^" to the existing PLA code and will remain in the PLA section of the code set. If a proprietary test has already been accepted for a Category I code and a code has not been published, subsequent application for a PLA code will take precedence. The code will only be placed in the PLA section. The accuracy of a PLA code is to be maintained by the original applicant, or the current owner of the test kit or laboratory performing the proprietary test. A new PLA code is required when: 1. Additional nucleic acid (DNA or RNA) and/or protein analysis(es) are added to the current PLA test, or 2. The name of the PLA test has changed in association with changes in test performance or test characteristics. The addition or modification of the therapeutic applications of the test require submission of a code change application, but it may not require a new code number. | 0001U-0599U | https://www.aapc.com/codes/cpt-codes/0482U | 2025-10-27T18:51:00.436609Z
0483U | Infectious disease (Neisseria gonorrhoeae), sensitivity, ciprofloxacin resistance (gyrA S91F point mutation), oral, rectal, or vaginal swab, algorithm reported as probability of fluoroquinolone resistance | This is a Proprietary Laboratory Analyses (PLA) code, meaning that the code applies to only one unique lab test made by a specific manufacturer or performed by a specific lab. Report 0483U only for Ciprofloxacin Susceptibility of Neisseria gonorrhoeae from MedArbor Diagnostics and SpeeDx Inc. This test uses oral, rectal, or vaginal swabs to detect a specific mutation in Neisseria gonorrhoeae that indicates resistance to the antibiotic ciprofloxacin. Explanation This code represents the Ciprofloxacin Susceptibility of Neisseria gonorrhoeae test from MedArbor Diagnostics and SpeeDx Inc. For this test, the lab analyst processes swabs from oral, rectal, or vaginal sites to detect the gyrA S91F point mutation in Neisseria gonorrhoeae. The gyrA S91F mutation is a genetic change that makes the bacteria resistant to ciprofloxacin, a fluoroquinolone antibiotic. The test results provide a probability of fluoroquinolone resistance, helping clinicians choose effective antibiotics for treating gonorrhea. Fluoroquinolones are a family of broad spectrum, systemic antibacterial agents. Tips Use this code only for the appropriate proprietary test. Additional Info “U” codes are included in the CPT® code set to identify specific proprietary laboratory analyses (PLA) tests. PLA codes take precedence over the usual 80000 series codes for laboratory/pathology. Use this code only for the above–described test; do not report this test using any other CPT® code. PLA code descriptors follow existing code conventions when possible, and lab techniques used include multianalyte assays with algorithmic analyses (MAAA) and genomic sequencing procedures (GSP), among others. Read Less | Range Specific Guideline Proprietary laboratory analyses (PLA) codes describe proprietary clinical laboratory analyses and can be either provided by a single ("sole-source") laboratory or licensed or marketed to multiple providing laboratories (eg, cleared or approved by the Food and Drug Administration [FDA]). This subsection includes advanced diagnostic laboratory tests (ADLTs) and clinical diagnostic laboratory tests (CDLTs), as defined under the Protecting Access to Medicare Act (PAMA) of 2014. These analyses may include a range of medical laboratory tests including, but not limited to, multianalyte assays with algorithmic analyses (MAAA) and genomic sequencing procedures (GSP). The descriptor nomenclature follows, where possible, existing code conventions (eg, MAAA, GSP). Unless specifically noted, even though the Proprietary Laboratory Analyses section of the code set is located at the end of the Pathology and Laboratory section of the code set, a PLA code does not fulfill Category I code criteria. PLA codes are not required to fulfill the Category I criteria. The standards for inclusion in the PLA section are: The test must be commercially available in the United States for use on human specimens and The clinical laboratory or manufacturer that offers the test must request the code. For similar laboratory analyses that fulfill Category I criteria, see codes listed in the numeric 80000 series. When a PLA code is available to report a given proprietary laboratory service, that PLA code takes precedence. The service should not be reported with any other CPT® code(s) and other CPT® code(s) should not be used to report services that may be reported with that specific PLA code. These codes encompass all analytical services required for the analysis (eg, cell lysis, nucleic acid stabilization, extraction, digestion, amplification, hybridization and detection). For molecular analyses, additional procedures that are required prior to cell lysis (eg, microdissection [codes 88380 and 88381]) may be reported separately. Codes in this subsection are released on a quarterly basis to expedite dissemination for reporting. PLA codes will be published electronically on the AMA CPT® website (ama-assn.org/cpt-pla-codes), distributed via CPT® data files on a quarterly basis, and, at a minimum, made available in print annually in the CPT® codebook. See the Introduction section of the CPT® code set for a complete list of the dates of release and implementation. All codes that are included in this section are also included in Appendix O, with the procedure's proprietary name. In order to report a PLA code, the analysis performed must fulfill the code descriptor and must be the test represented by the proprietary name listed in Appendix O. In some instances, the descriptor language of PLA codes may be identical and the code may only be differentiated by the listed proprietary name in Appendix O. When more than one PLA has an identical descriptor, the codes will be denoted by the symbol "â™“." All PLA tests will have assigned codes in the PLA section of the code set. Any PLA coded test(s) that satisfies Category I criteria and has been accepted by the CPT® Editorial Panel will be designated by the addition of the symbol "^" to the existing PLA code and will remain in the PLA section of the code set. If a proprietary test has already been accepted for a Category I code and a code has not been published, subsequent application for a PLA code will take precedence. The code will only be placed in the PLA section. The accuracy of a PLA code is to be maintained by the original applicant, or the current owner of the test kit or laboratory performing the proprietary test. A new PLA code is required when: 1. Additional nucleic acid (DNA or RNA) and/or protein analysis(es) are added to the current PLA test, or 2. The name of the PLA test has changed in association with changes in test performance or test characteristics. The addition or modification of the therapeutic applications of the test require submission of a code change application, but it may not require a new code number. | 0001U-0599U | https://www.aapc.com/codes/cpt-codes/0483U | 2025-10-27T18:51:17.609946Z
0484U | Infectious disease (Mycoplasma genitalium), macrolide sensitivity (23S rRNA point mutation), oral, rectal, or vaginal swab, algorithm reported as probability of macrolide resistance | This is a Proprietary Laboratory Analyses (PLA) code, meaning that the code applies to only one unique lab test made by a specific manufacturer or performed by a specific lab. Report 0484U only for Macrolide Resistance of Mycoplasma genitalium from MedArbor Diagnostics and SpeeDx Inc. This test uses swabs from oral, rectal, or vaginal sites to detect mutations in the 23S rRNA gene of Mycoplasma genitalium, indicating resistance to macrolide antibiotics. Explanation This code represents Macrolide Resistance of Mycoplasma genitalium from MedArbor Diagnostics and SpeeDx Inc. For this test, the lab analyst processes swabs from oral, rectal, or vaginal sites to detect mutations in the 23S rRNA gene of Mycoplasma genitalium, a sexually transmitted bacteria. These mutations can cause resistance to macrolide antibiotics, a class of drugs used to treat bacterial infections. The results provide an algorithm–based probability of macrolide resistance, helping clinicians choose effective treatments for infections caused by Mycoplasma genitalium. Tips Use this code only for the appropriate proprietary test. Additional Info “U” codes are included in the CPT® code set to identify specific proprietary laboratory analyses (PLA) tests. PLA codes take precedence over the usual 80000 series codes for laboratory/pathology. Use this code only for the above–described test; do not report this test using any other CPT® code. PLA code descriptors follow existing code conventions when possible, and lab techniques used include multianalyte assays with algorithmic analyses (MAAA) and genomic sequencing procedures (GSP), among others. Read Less | Range Specific Guideline Proprietary laboratory analyses (PLA) codes describe proprietary clinical laboratory analyses and can be either provided by a single ("sole-source") laboratory or licensed or marketed to multiple providing laboratories (eg, cleared or approved by the Food and Drug Administration [FDA]). This subsection includes advanced diagnostic laboratory tests (ADLTs) and clinical diagnostic laboratory tests (CDLTs), as defined under the Protecting Access to Medicare Act (PAMA) of 2014. These analyses may include a range of medical laboratory tests including, but not limited to, multianalyte assays with algorithmic analyses (MAAA) and genomic sequencing procedures (GSP). The descriptor nomenclature follows, where possible, existing code conventions (eg, MAAA, GSP). Unless specifically noted, even though the Proprietary Laboratory Analyses section of the code set is located at the end of the Pathology and Laboratory section of the code set, a PLA code does not fulfill Category I code criteria. PLA codes are not required to fulfill the Category I criteria. The standards for inclusion in the PLA section are: The test must be commercially available in the United States for use on human specimens and The clinical laboratory or manufacturer that offers the test must request the code. For similar laboratory analyses that fulfill Category I criteria, see codes listed in the numeric 80000 series. When a PLA code is available to report a given proprietary laboratory service, that PLA code takes precedence. The service should not be reported with any other CPT® code(s) and other CPT® code(s) should not be used to report services that may be reported with that specific PLA code. These codes encompass all analytical services required for the analysis (eg, cell lysis, nucleic acid stabilization, extraction, digestion, amplification, hybridization and detection). For molecular analyses, additional procedures that are required prior to cell lysis (eg, microdissection [codes 88380 and 88381]) may be reported separately. Codes in this subsection are released on a quarterly basis to expedite dissemination for reporting. PLA codes will be published electronically on the AMA CPT® website (ama-assn.org/cpt-pla-codes), distributed via CPT® data files on a quarterly basis, and, at a minimum, made available in print annually in the CPT® codebook. See the Introduction section of the CPT® code set for a complete list of the dates of release and implementation. All codes that are included in this section are also included in Appendix O, with the procedure's proprietary name. In order to report a PLA code, the analysis performed must fulfill the code descriptor and must be the test represented by the proprietary name listed in Appendix O. In some instances, the descriptor language of PLA codes may be identical and the code may only be differentiated by the listed proprietary name in Appendix O. When more than one PLA has an identical descriptor, the codes will be denoted by the symbol "â™“." All PLA tests will have assigned codes in the PLA section of the code set. Any PLA coded test(s) that satisfies Category I criteria and has been accepted by the CPT® Editorial Panel will be designated by the addition of the symbol "^" to the existing PLA code and will remain in the PLA section of the code set. If a proprietary test has already been accepted for a Category I code and a code has not been published, subsequent application for a PLA code will take precedence. The code will only be placed in the PLA section. The accuracy of a PLA code is to be maintained by the original applicant, or the current owner of the test kit or laboratory performing the proprietary test. A new PLA code is required when: 1. Additional nucleic acid (DNA or RNA) and/or protein analysis(es) are added to the current PLA test, or 2. The name of the PLA test has changed in association with changes in test performance or test characteristics. The addition or modification of the therapeutic applications of the test require submission of a code change application, but it may not require a new code number. | 0001U-0599U | https://www.aapc.com/codes/cpt-codes/0484U | 2025-10-27T18:51:35.460731Z
0485U | Oncology (solid tumor), cell-free DNA and RNA by next-generation sequencing, interpretative report for germline mutations, clonal hematopoiesis of indeterminate potential, and tumor-derived single-nucleotide variants, small insertions/deletions, copy number alterations, fusions, microsatellite instability, and tumor mutational burden | This is a Proprietary Laboratory Analyses (PLA) code, meaning that the code applies to only one unique lab test made by a specific manufacturer or performed by a specific lab. Report 0485U only for Caris Assure™ from Caris MPI Inc. (doing business as Caris Life Sciences®). This test uses next–generation sequencing to analyze cell–free DNA and RNA in blood, identifying genetic mutations, insertions/deletions, copy number alterations, gene fusions, microsatellite instability, and tumor mutational burden related to solid tumors. Explanation This code represents Caris Assure™ from Caris MPI Inc. (doing business as Caris Life Sciences®). For this test, the lab analyst processes cell–free DNA and RNA from a blood specimen. Next–generation sequencing (NGS) is used to detect various genetic changes, including single–nucleotide variants (SNVs, changes in a single DNA base), small insertions/deletions (additions or losses of DNA segments), copy number alterations (changes in the number of copies of a gene), gene fusions (joining of two genes), microsatellite instability (MSI, changes in repetitive DNA sequences), and tumor mutational burden (total number of mutations in the tumor DNA). The test also evaluates for germline mutations (inherited genetic changes) and clonal hematopoiesis of indeterminate potential (CHIP, mutations in blood cells). The results provide an interpretative report that helps clinicians understand the genetic makeup of solid tumors and guide treatment decisions. Tips Use this code only for the appropriate proprietary test. Additional Info “U” codes are included in the CPT® code set to identify specific proprietary laboratory analyses (PLA) tests. PLA codes take precedence over the usual 80000 series codes for laboratory/pathology. Use this code only for the above–described test; do not report this test using any other CPT® code. PLA code descriptors follow existing code conventions when possible, and lab techniques used include multianalyte assays with algorithmic analyses (MAAA) and genomic sequencing procedures (GSP), among others. Read Less | Range Specific Guideline Proprietary laboratory analyses (PLA) codes describe proprietary clinical laboratory analyses and can be either provided by a single ("sole-source") laboratory or licensed or marketed to multiple providing laboratories (eg, cleared or approved by the Food and Drug Administration [FDA]). This subsection includes advanced diagnostic laboratory tests (ADLTs) and clinical diagnostic laboratory tests (CDLTs), as defined under the Protecting Access to Medicare Act (PAMA) of 2014. These analyses may include a range of medical laboratory tests including, but not limited to, multianalyte assays with algorithmic analyses (MAAA) and genomic sequencing procedures (GSP). The descriptor nomenclature follows, where possible, existing code conventions (eg, MAAA, GSP). Unless specifically noted, even though the Proprietary Laboratory Analyses section of the code set is located at the end of the Pathology and Laboratory section of the code set, a PLA code does not fulfill Category I code criteria. PLA codes are not required to fulfill the Category I criteria. The standards for inclusion in the PLA section are: The test must be commercially available in the United States for use on human specimens and The clinical laboratory or manufacturer that offers the test must request the code. For similar laboratory analyses that fulfill Category I criteria, see codes listed in the numeric 80000 series. When a PLA code is available to report a given proprietary laboratory service, that PLA code takes precedence. The service should not be reported with any other CPT® code(s) and other CPT® code(s) should not be used to report services that may be reported with that specific PLA code. These codes encompass all analytical services required for the analysis (eg, cell lysis, nucleic acid stabilization, extraction, digestion, amplification, hybridization and detection). For molecular analyses, additional procedures that are required prior to cell lysis (eg, microdissection [codes 88380 and 88381]) may be reported separately. Codes in this subsection are released on a quarterly basis to expedite dissemination for reporting. PLA codes will be published electronically on the AMA CPT® website (ama-assn.org/cpt-pla-codes), distributed via CPT® data files on a quarterly basis, and, at a minimum, made available in print annually in the CPT® codebook. See the Introduction section of the CPT® code set for a complete list of the dates of release and implementation. All codes that are included in this section are also included in Appendix O, with the procedure's proprietary name. In order to report a PLA code, the analysis performed must fulfill the code descriptor and must be the test represented by the proprietary name listed in Appendix O. In some instances, the descriptor language of PLA codes may be identical and the code may only be differentiated by the listed proprietary name in Appendix O. When more than one PLA has an identical descriptor, the codes will be denoted by the symbol "â™“." All PLA tests will have assigned codes in the PLA section of the code set. Any PLA coded test(s) that satisfies Category I criteria and has been accepted by the CPT® Editorial Panel will be designated by the addition of the symbol "^" to the existing PLA code and will remain in the PLA section of the code set. If a proprietary test has already been accepted for a Category I code and a code has not been published, subsequent application for a PLA code will take precedence. The code will only be placed in the PLA section. The accuracy of a PLA code is to be maintained by the original applicant, or the current owner of the test kit or laboratory performing the proprietary test. A new PLA code is required when: 1. Additional nucleic acid (DNA or RNA) and/or protein analysis(es) are added to the current PLA test, or 2. The name of the PLA test has changed in association with changes in test performance or test characteristics. The addition or modification of the therapeutic applications of the test require submission of a code change application, but it may not require a new code number. | 0001U-0599U | https://www.aapc.com/codes/cpt-codes/0485U | 2025-10-27T18:51:53.262357Z
0486U | Oncology (pan-solid tumor), next-generation sequencing analysis of tumor methylation markers present in cell-free circulating tumor DNA, algorithm reported as quantitative measurement of methylation as a correlate of tumor fraction | This is a Proprietary Laboratory Analyses (PLA) code, meaning that the code applies to only one unique lab test made by a specific manufacturer or performed by a specific lab. Report 0486U only for Northstar Response™ from BillionToOne Laboratory, BillionToOne Inc. This test uses next–generation sequencing to analyze methylation markers in cell–free circulating tumor DNA from pan–solid tumors, providing a quantitative measurement of methylation as a correlate of tumor fraction (the proportion of circulating tumor DNA relative to total cell–free DNA in the sample). Explanation This code represents Northstar Response™ from BillionToOne Laboratory, BillionToOne Inc. For this test, the lab analyst processes cell–free circulating tumor DNA from a sample of blood. Next–generation sequencing (NGS) is used to detect methylation markers, which are chemical modifications to DNA that can affect gene expression. These markers are analyzed to determine the tumor fraction, which is the proportion of circulating tumor DNA relative to total cell–free DNA in the sample. The results provide a quantitative measurement of methylation, helping clinicians assess the presence and extent of tumor–derived DNA in the bloodstream and monitor the response to cancer treatment. Tips Use this code only for the appropriate proprietary test. Additional Info “U” codes are included in the CPT® code set to identify specific proprietary laboratory analyses (PLA) tests. PLA codes take precedence over the usual 80000 series codes for laboratory/pathology. Use this code only for the above–described test; do not report this test using any other CPT® code. PLA code descriptors follow existing code conventions when possible, and lab techniques used include multianalyte assays with algorithmic analyses (MAAA) and genomic sequencing procedures (GSP), among others. Read Less | Range Specific Guideline Proprietary laboratory analyses (PLA) codes describe proprietary clinical laboratory analyses and can be either provided by a single ("sole-source") laboratory or licensed or marketed to multiple providing laboratories (eg, cleared or approved by the Food and Drug Administration [FDA]). This subsection includes advanced diagnostic laboratory tests (ADLTs) and clinical diagnostic laboratory tests (CDLTs), as defined under the Protecting Access to Medicare Act (PAMA) of 2014. These analyses may include a range of medical laboratory tests including, but not limited to, multianalyte assays with algorithmic analyses (MAAA) and genomic sequencing procedures (GSP). The descriptor nomenclature follows, where possible, existing code conventions (eg, MAAA, GSP). Unless specifically noted, even though the Proprietary Laboratory Analyses section of the code set is located at the end of the Pathology and Laboratory section of the code set, a PLA code does not fulfill Category I code criteria. PLA codes are not required to fulfill the Category I criteria. The standards for inclusion in the PLA section are: The test must be commercially available in the United States for use on human specimens and The clinical laboratory or manufacturer that offers the test must request the code. For similar laboratory analyses that fulfill Category I criteria, see codes listed in the numeric 80000 series. When a PLA code is available to report a given proprietary laboratory service, that PLA code takes precedence. The service should not be reported with any other CPT® code(s) and other CPT® code(s) should not be used to report services that may be reported with that specific PLA code. These codes encompass all analytical services required for the analysis (eg, cell lysis, nucleic acid stabilization, extraction, digestion, amplification, hybridization and detection). For molecular analyses, additional procedures that are required prior to cell lysis (eg, microdissection [codes 88380 and 88381]) may be reported separately. Codes in this subsection are released on a quarterly basis to expedite dissemination for reporting. PLA codes will be published electronically on the AMA CPT® website (ama-assn.org/cpt-pla-codes), distributed via CPT® data files on a quarterly basis, and, at a minimum, made available in print annually in the CPT® codebook. See the Introduction section of the CPT® code set for a complete list of the dates of release and implementation. All codes that are included in this section are also included in Appendix O, with the procedure's proprietary name. In order to report a PLA code, the analysis performed must fulfill the code descriptor and must be the test represented by the proprietary name listed in Appendix O. In some instances, the descriptor language of PLA codes may be identical and the code may only be differentiated by the listed proprietary name in Appendix O. When more than one PLA has an identical descriptor, the codes will be denoted by the symbol "â™“." All PLA tests will have assigned codes in the PLA section of the code set. Any PLA coded test(s) that satisfies Category I criteria and has been accepted by the CPT® Editorial Panel will be designated by the addition of the symbol "^" to the existing PLA code and will remain in the PLA section of the code set. If a proprietary test has already been accepted for a Category I code and a code has not been published, subsequent application for a PLA code will take precedence. The code will only be placed in the PLA section. The accuracy of a PLA code is to be maintained by the original applicant, or the current owner of the test kit or laboratory performing the proprietary test. A new PLA code is required when: 1. Additional nucleic acid (DNA or RNA) and/or protein analysis(es) are added to the current PLA test, or 2. The name of the PLA test has changed in association with changes in test performance or test characteristics. The addition or modification of the therapeutic applications of the test require submission of a code change application, but it may not require a new code number. | 0001U-0599U | https://www.aapc.com/codes/cpt-codes/0486U | 2025-10-27T18:52:10.907884Z
0487U | Oncology (solid tumor), cell-free circulating DNA, targeted genomic sequence analysis panel of 84 genes, interrogation for sequence variants, aneuploidy-corrected gene copy number amplifications and losses, gene rearrangements, and microsatellite instability | This is a Proprietary Laboratory Analyses (PLA) code, meaning that the code applies to only one unique lab test made by a specific manufacturer or performed by a specific lab. Report 0487U only for Northstar Select™ from BillionToOne Laboratory, BillionToOne Inc. This test uses next–generation sequencing of a blood sample to analyze cell–free circulating DNA from solid tumors, detecting sequence variants, gene copy number changes, gene rearrangements, and microsatellite instability. Explanation This code represents Northstar Select™ from BillionToOne Laboratory, BillionToOne Inc. For this test, the lab analyst processes cell–free circulating DNA from a blood sample. Next–generation sequencing (NGS) is used to detect various genetic alterations, including sequence variants (changes in the DNA sequence), aneuploidy–corrected gene copy number amplifications and losses (abnormal increases or decreases in the number of copies of a gene), gene rearrangements (reorganization of the genetic material), and microsatellite instability (variations in repetitive DNA sequences). The results help clinicians understand the genetic profile of the solid tumor and guide treatment decisions. Tips Use this code only for the appropriate proprietary test. Additional Info “U” codes are included in the CPT® code set to identify specific proprietary laboratory analyses (PLA) tests. PLA codes take precedence over the usual 80000 series codes for laboratory/pathology. Use this code only for the above–described test; do not report this test using any other CPT® code. PLA code descriptors follow existing code conventions when possible, and lab techniques used include multianalyte assays with algorithmic analyses (MAAA) and genomic sequencing procedures (GSP), among others. Read Less | Range Specific Guideline Proprietary laboratory analyses (PLA) codes describe proprietary clinical laboratory analyses and can be either provided by a single ("sole-source") laboratory or licensed or marketed to multiple providing laboratories (eg, cleared or approved by the Food and Drug Administration [FDA]). This subsection includes advanced diagnostic laboratory tests (ADLTs) and clinical diagnostic laboratory tests (CDLTs), as defined under the Protecting Access to Medicare Act (PAMA) of 2014. These analyses may include a range of medical laboratory tests including, but not limited to, multianalyte assays with algorithmic analyses (MAAA) and genomic sequencing procedures (GSP). The descriptor nomenclature follows, where possible, existing code conventions (eg, MAAA, GSP). Unless specifically noted, even though the Proprietary Laboratory Analyses section of the code set is located at the end of the Pathology and Laboratory section of the code set, a PLA code does not fulfill Category I code criteria. PLA codes are not required to fulfill the Category I criteria. The standards for inclusion in the PLA section are: The test must be commercially available in the United States for use on human specimens and The clinical laboratory or manufacturer that offers the test must request the code. For similar laboratory analyses that fulfill Category I criteria, see codes listed in the numeric 80000 series. When a PLA code is available to report a given proprietary laboratory service, that PLA code takes precedence. The service should not be reported with any other CPT® code(s) and other CPT® code(s) should not be used to report services that may be reported with that specific PLA code. These codes encompass all analytical services required for the analysis (eg, cell lysis, nucleic acid stabilization, extraction, digestion, amplification, hybridization and detection). For molecular analyses, additional procedures that are required prior to cell lysis (eg, microdissection [codes 88380 and 88381]) may be reported separately. Codes in this subsection are released on a quarterly basis to expedite dissemination for reporting. PLA codes will be published electronically on the AMA CPT® website (ama-assn.org/cpt-pla-codes), distributed via CPT® data files on a quarterly basis, and, at a minimum, made available in print annually in the CPT® codebook. See the Introduction section of the CPT® code set for a complete list of the dates of release and implementation. All codes that are included in this section are also included in Appendix O, with the procedure's proprietary name. In order to report a PLA code, the analysis performed must fulfill the code descriptor and must be the test represented by the proprietary name listed in Appendix O. In some instances, the descriptor language of PLA codes may be identical and the code may only be differentiated by the listed proprietary name in Appendix O. When more than one PLA has an identical descriptor, the codes will be denoted by the symbol "â™“." All PLA tests will have assigned codes in the PLA section of the code set. Any PLA coded test(s) that satisfies Category I criteria and has been accepted by the CPT® Editorial Panel will be designated by the addition of the symbol "^" to the existing PLA code and will remain in the PLA section of the code set. If a proprietary test has already been accepted for a Category I code and a code has not been published, subsequent application for a PLA code will take precedence. The code will only be placed in the PLA section. The accuracy of a PLA code is to be maintained by the original applicant, or the current owner of the test kit or laboratory performing the proprietary test. A new PLA code is required when: 1. Additional nucleic acid (DNA or RNA) and/or protein analysis(es) are added to the current PLA test, or 2. The name of the PLA test has changed in association with changes in test performance or test characteristics. The addition or modification of the therapeutic applications of the test require submission of a code change application, but it may not require a new code number. | 0001U-0599U | https://www.aapc.com/codes/cpt-codes/0487U | 2025-10-27T18:52:28.950985Z
0488U | Obstetrics (fetal antigen noninvasive prenatal test), cell-free DNA sequence analysis for detection of fetal presence or absence of 1 or more of the Rh, C, c, D, E, Duffy (Fya), or Kell (K) antigen in alloimmunized pregnancies, reported as selected antigen(s) detected or not detected | This is a Proprietary Laboratory Analyses (PLA) code, meaning that the code applies to only one unique lab test made by a specific manufacturer or performed by a specific lab. Report 0488U only for Unity Fetal Antigen™ NIPT from BillionToOne Laboratory, BillionToOne Inc. This test uses cell–free DNA sequencing to detect the presence or absence of specific fetal antigens (Rh, C, c, D, E, Duffy (Fya), or Kell (K)) in the blood of pregnant women with alloimmunization. The test helps determine which pregnancies will most benefit from additional monitoring for Hemolytic Disease of the Fetus and Newborn (HDFN). Explanation This code represents Unity Fetal Antigen™ NIPT from BillionToOne Laboratory, BillionToOne Inc. For this test, the lab analyst processes cell–free DNA from a maternal blood sample. Next–generation sequencing (NGS) is used to detect the presence or absence of specific fetal antigens, such as Rh, C, c, D, E, Duffy (Fya), or Kell (K), in pregnancies where the mother has developed antibodies against these antigens (alloimmunization). The results indicate whether the fetus carries any of the antigens, helping clinicians manage and monitor pregnancies at risk for hemolytic disease of the fetus and newborn (HDFN), which can cause anemia and other serious health issues in the fetus. Tips Use this code only for the appropriate proprietary test. Additional Info “U” codes are included in the CPT® code set to identify specific proprietary laboratory analyses (PLA) tests. PLA codes take precedence over the usual 80000 series codes for laboratory/pathology. Use this code only for the above–described test; do not report this test using any other CPT® code. PLA code descriptors follow existing code conventions when possible, and lab techniques used include multianalyte assays with algorithmic analyses (MAAA) and genomic sequencing procedures (GSP), among others. Read Less | Range Specific Guideline Proprietary laboratory analyses (PLA) codes describe proprietary clinical laboratory analyses and can be either provided by a single ("sole-source") laboratory or licensed or marketed to multiple providing laboratories (eg, cleared or approved by the Food and Drug Administration [FDA]). This subsection includes advanced diagnostic laboratory tests (ADLTs) and clinical diagnostic laboratory tests (CDLTs), as defined under the Protecting Access to Medicare Act (PAMA) of 2014. These analyses may include a range of medical laboratory tests including, but not limited to, multianalyte assays with algorithmic analyses (MAAA) and genomic sequencing procedures (GSP). The descriptor nomenclature follows, where possible, existing code conventions (eg, MAAA, GSP). Unless specifically noted, even though the Proprietary Laboratory Analyses section of the code set is located at the end of the Pathology and Laboratory section of the code set, a PLA code does not fulfill Category I code criteria. PLA codes are not required to fulfill the Category I criteria. The standards for inclusion in the PLA section are: The test must be commercially available in the United States for use on human specimens and The clinical laboratory or manufacturer that offers the test must request the code. For similar laboratory analyses that fulfill Category I criteria, see codes listed in the numeric 80000 series. When a PLA code is available to report a given proprietary laboratory service, that PLA code takes precedence. The service should not be reported with any other CPT® code(s) and other CPT® code(s) should not be used to report services that may be reported with that specific PLA code. These codes encompass all analytical services required for the analysis (eg, cell lysis, nucleic acid stabilization, extraction, digestion, amplification, hybridization and detection). For molecular analyses, additional procedures that are required prior to cell lysis (eg, microdissection [codes 88380 and 88381]) may be reported separately. Codes in this subsection are released on a quarterly basis to expedite dissemination for reporting. PLA codes will be published electronically on the AMA CPT® website (ama-assn.org/cpt-pla-codes), distributed via CPT® data files on a quarterly basis, and, at a minimum, made available in print annually in the CPT® codebook. See the Introduction section of the CPT® code set for a complete list of the dates of release and implementation. All codes that are included in this section are also included in Appendix O, with the procedure's proprietary name. In order to report a PLA code, the analysis performed must fulfill the code descriptor and must be the test represented by the proprietary name listed in Appendix O. In some instances, the descriptor language of PLA codes may be identical and the code may only be differentiated by the listed proprietary name in Appendix O. When more than one PLA has an identical descriptor, the codes will be denoted by the symbol "â™“." All PLA tests will have assigned codes in the PLA section of the code set. Any PLA coded test(s) that satisfies Category I criteria and has been accepted by the CPT® Editorial Panel will be designated by the addition of the symbol "^" to the existing PLA code and will remain in the PLA section of the code set. If a proprietary test has already been accepted for a Category I code and a code has not been published, subsequent application for a PLA code will take precedence. The code will only be placed in the PLA section. The accuracy of a PLA code is to be maintained by the original applicant, or the current owner of the test kit or laboratory performing the proprietary test. A new PLA code is required when: 1. Additional nucleic acid (DNA or RNA) and/or protein analysis(es) are added to the current PLA test, or 2. The name of the PLA test has changed in association with changes in test performance or test characteristics. The addition or modification of the therapeutic applications of the test require submission of a code change application, but it may not require a new code number. | 0001U-0599U | https://www.aapc.com/codes/cpt-codes/0488U | 2025-10-27T18:52:46.711992Z
0489U | Obstetrics (single-gene noninvasive prenatal test), cell-free DNA sequence analysis of 1 or more targets (eg, CFTR, SMN1, HBB, HBA1, HBA2) to identify paternally inherited pathogenic variants, and relative mutation-dosage analysis based on molecular counts to determine fetal inheritance of maternal mutation, algorithm reported as a fetal risk score for the condition (eg, cystic fibrosis, spinal muscular atrophy, beta hemoglobinopathies [including sickle cell disease], alpha thalassemia) | This is a Proprietary Laboratory Analyses (PLA) code, meaning that the code applies to only one unique lab test made by a specific manufacturer or performed by a specific lab. Report 0489U only for Unity Fetal Risk Screen™ from BillionToOne Laboratory, BillionToOne Inc. This test uses cell–free DNA sequencing to detect paternally inherited pathogenic variants (genetic mutations and alterations) and determine whether the fetus has inherited a maternal mutation, providing a fetal risk score for conditions like cystic fibrosis, spinal muscular atrophy, beta hemoglobinopathies, and alpha thalassemia. Explanation This code represents Unity Fetal Risk Screen™ from BillionToOne Laboratory, BillionToOne Inc. For this test, the lab analyst processes cell–free DNA from a maternal blood sample. Next–generation sequencing (NGS) is used to detect paternally inherited pathogenic variants (genetic mutations or alterations that are passed from the father to the child) and to perform a relative mutation–dosage analysis to determine if the fetus has inherited a specific maternal mutation. This analysis provides a fetal risk score for various genetic conditions, including cystic fibrosis, spinal muscular atrophy, beta hemoglobinopathies (such as sickle cell disease), and alpha thalassemia (a genetic blood disorder that affects the production of hemoglobin, the protein in red blood cells responsible for carrying oxygen throughout the body), helping clinicians assess the genetic risk to the fetus. Tips Use this code only for the appropriate proprietary test. Additional Info “U” codes are included in the CPT® code set to identify specific proprietary laboratory analyses (PLA) tests. PLA codes take precedence over the usual 80000 series codes for laboratory/pathology. Use this code only for the above–described test; do not report this test using any other CPT® code. PLA code descriptors follow existing code conventions when possible, and lab techniques used include multianalyte assays with algorithmic analyses (MAAA) and genomic sequencing procedures (GSP), among others. Read Less | Range Specific Guideline Proprietary laboratory analyses (PLA) codes describe proprietary clinical laboratory analyses and can be either provided by a single ("sole-source") laboratory or licensed or marketed to multiple providing laboratories (eg, cleared or approved by the Food and Drug Administration [FDA]). This subsection includes advanced diagnostic laboratory tests (ADLTs) and clinical diagnostic laboratory tests (CDLTs), as defined under the Protecting Access to Medicare Act (PAMA) of 2014. These analyses may include a range of medical laboratory tests including, but not limited to, multianalyte assays with algorithmic analyses (MAAA) and genomic sequencing procedures (GSP). The descriptor nomenclature follows, where possible, existing code conventions (eg, MAAA, GSP). Unless specifically noted, even though the Proprietary Laboratory Analyses section of the code set is located at the end of the Pathology and Laboratory section of the code set, a PLA code does not fulfill Category I code criteria. PLA codes are not required to fulfill the Category I criteria. The standards for inclusion in the PLA section are: The test must be commercially available in the United States for use on human specimens and The clinical laboratory or manufacturer that offers the test must request the code. For similar laboratory analyses that fulfill Category I criteria, see codes listed in the numeric 80000 series. When a PLA code is available to report a given proprietary laboratory service, that PLA code takes precedence. The service should not be reported with any other CPT® code(s) and other CPT® code(s) should not be used to report services that may be reported with that specific PLA code. These codes encompass all analytical services required for the analysis (eg, cell lysis, nucleic acid stabilization, extraction, digestion, amplification, hybridization and detection). For molecular analyses, additional procedures that are required prior to cell lysis (eg, microdissection [codes 88380 and 88381]) may be reported separately. Codes in this subsection are released on a quarterly basis to expedite dissemination for reporting. PLA codes will be published electronically on the AMA CPT® website (ama-assn.org/cpt-pla-codes), distributed via CPT® data files on a quarterly basis, and, at a minimum, made available in print annually in the CPT® codebook. See the Introduction section of the CPT® code set for a complete list of the dates of release and implementation. All codes that are included in this section are also included in Appendix O, with the procedure's proprietary name. In order to report a PLA code, the analysis performed must fulfill the code descriptor and must be the test represented by the proprietary name listed in Appendix O. In some instances, the descriptor language of PLA codes may be identical and the code may only be differentiated by the listed proprietary name in Appendix O. When more than one PLA has an identical descriptor, the codes will be denoted by the symbol "â™“." All PLA tests will have assigned codes in the PLA section of the code set. Any PLA coded test(s) that satisfies Category I criteria and has been accepted by the CPT® Editorial Panel will be designated by the addition of the symbol "^" to the existing PLA code and will remain in the PLA section of the code set. If a proprietary test has already been accepted for a Category I code and a code has not been published, subsequent application for a PLA code will take precedence. The code will only be placed in the PLA section. The accuracy of a PLA code is to be maintained by the original applicant, or the current owner of the test kit or laboratory performing the proprietary test. A new PLA code is required when: 1. Additional nucleic acid (DNA or RNA) and/or protein analysis(es) are added to the current PLA test, or 2. The name of the PLA test has changed in association with changes in test performance or test characteristics. The addition or modification of the therapeutic applications of the test require submission of a code change application, but it may not require a new code number. | 0001U-0599U | https://www.aapc.com/codes/cpt-codes/0489U | 2025-10-27T18:53:04.480789Z
0490U | Oncology (cutaneous or uveal melanoma), circulating tumor cell selection, morphological characterization and enumeration based on differential CD146, high molecular-weight melanoma-associated antigen, CD34 and CD45 protein biomarkers, peripheral blood | This is a Proprietary Laboratory Analyses (PLA) code, meaning that the code applies to only one unique lab test made by a specific manufacturer or performed by a specific lab. Report 0490U only for CellSearch® Circulating Melanoma Cell (CMC) Test from Menarini Silicon Biosystems Inc. This test uses circulating tumor cell (CTC) selection and analysis to characterize melanoma cells in the blood, using specific protein biomarkers. Explanation This code represents CellSearch® Circulating Melanoma Cell (CMC) Test from Menarini Silicon Biosystems Inc. For this test, the lab analyst processes a peripheral blood sample to select and analyze circulating tumor cells (CTCs). The test uses specific protein biomarkers, including CD146 (a cell adhesion molecule), high molecular–weight melanoma–associated antigen, CD34 (a hematopoietic stem cell marker), and CD45 (a common leukocyte antigen), to identify and characterize melanoma cells in the blood. The results provide information about the presence and quantity of cutaneous (skin) or uveal (eye) melanoma cells, helping clinicians monitor disease progression and treatment response. Tips Use this code only for the appropriate proprietary test. Additional Info “U” codes are included in the CPT® code set to identify specific proprietary laboratory analyses (PLA) tests. PLA codes take precedence over the usual 80000 series codes for laboratory/pathology. Use this code only for the above–described test; do not report this test using any other CPT® code. PLA code descriptors follow existing code conventions when possible, and lab techniques used include multianalyte assays with algorithmic analyses (MAAA) and genomic sequencing procedures (GSP), among others. Read Less | Range Specific Guideline Proprietary laboratory analyses (PLA) codes describe proprietary clinical laboratory analyses and can be either provided by a single ("sole-source") laboratory or licensed or marketed to multiple providing laboratories (eg, cleared or approved by the Food and Drug Administration [FDA]). This subsection includes advanced diagnostic laboratory tests (ADLTs) and clinical diagnostic laboratory tests (CDLTs), as defined under the Protecting Access to Medicare Act (PAMA) of 2014. These analyses may include a range of medical laboratory tests including, but not limited to, multianalyte assays with algorithmic analyses (MAAA) and genomic sequencing procedures (GSP). The descriptor nomenclature follows, where possible, existing code conventions (eg, MAAA, GSP). Unless specifically noted, even though the Proprietary Laboratory Analyses section of the code set is located at the end of the Pathology and Laboratory section of the code set, a PLA code does not fulfill Category I code criteria. PLA codes are not required to fulfill the Category I criteria. The standards for inclusion in the PLA section are: The test must be commercially available in the United States for use on human specimens and The clinical laboratory or manufacturer that offers the test must request the code. For similar laboratory analyses that fulfill Category I criteria, see codes listed in the numeric 80000 series. When a PLA code is available to report a given proprietary laboratory service, that PLA code takes precedence. The service should not be reported with any other CPT® code(s) and other CPT® code(s) should not be used to report services that may be reported with that specific PLA code. These codes encompass all analytical services required for the analysis (eg, cell lysis, nucleic acid stabilization, extraction, digestion, amplification, hybridization and detection). For molecular analyses, additional procedures that are required prior to cell lysis (eg, microdissection [codes 88380 and 88381]) may be reported separately. Codes in this subsection are released on a quarterly basis to expedite dissemination for reporting. PLA codes will be published electronically on the AMA CPT® website (ama-assn.org/cpt-pla-codes), distributed via CPT® data files on a quarterly basis, and, at a minimum, made available in print annually in the CPT® codebook. See the Introduction section of the CPT® code set for a complete list of the dates of release and implementation. All codes that are included in this section are also included in Appendix O, with the procedure's proprietary name. In order to report a PLA code, the analysis performed must fulfill the code descriptor and must be the test represented by the proprietary name listed in Appendix O. In some instances, the descriptor language of PLA codes may be identical and the code may only be differentiated by the listed proprietary name in Appendix O. When more than one PLA has an identical descriptor, the codes will be denoted by the symbol "â™“." All PLA tests will have assigned codes in the PLA section of the code set. Any PLA coded test(s) that satisfies Category I criteria and has been accepted by the CPT® Editorial Panel will be designated by the addition of the symbol "^" to the existing PLA code and will remain in the PLA section of the code set. If a proprietary test has already been accepted for a Category I code and a code has not been published, subsequent application for a PLA code will take precedence. The code will only be placed in the PLA section. The accuracy of a PLA code is to be maintained by the original applicant, or the current owner of the test kit or laboratory performing the proprietary test. A new PLA code is required when: 1. Additional nucleic acid (DNA or RNA) and/or protein analysis(es) are added to the current PLA test, or 2. The name of the PLA test has changed in association with changes in test performance or test characteristics. The addition or modification of the therapeutic applications of the test require submission of a code change application, but it may not require a new code number. | 0001U-0599U | https://www.aapc.com/codes/cpt-codes/0490U | 2025-10-27T18:53:22.122969Z
0491U | Oncology (solid tumor), circulating tumor cell selection, morphological characterization and enumeration based on differential epithelial cell adhesion molecule (EpCAM), cytokeratins 8, 18, and 19, CD45 protein biomarkers, and quantification of estrogen receptor (ER) protein biomarker-expressing cells, peripheral blood | This is a Proprietary Laboratory Analyses (PLA) code, meaning that the code applies to only one unique lab test made by a specific manufacturer or performed by a specific lab. Report 0491U only for CellSearch® ER Circulating Tumor Cell (CTC–ER) Test from Menarini Silicon Biosystems Inc. This test uses circulating tumor cell (CTC) selection and analysis to characterize tumor cells in the blood, using specific protein biomarkers and quantifying estrogen receptor (ER) expression. Explanation This code represents CellSearch® ER Circulating Tumor Cell (CTC–ER) Test from Menarini Silicon Biosystems Inc. For this test, the lab analyst processes a peripheral blood sample to select and analyze circulating tumor cells (CTCs). The test uses specific protein biomarkers, including epithelial cell adhesion molecule (EpCAM), cytokeratins 8, 18, and 19 (proteins found in epithelial cells), and CD45 (a common leukocyte antigen), to identify and characterize tumor cells. Additionally, the test quantifies the expression of the estrogen receptor (ER) protein biomarker on these cells. The results provide information about the presence, quantity, and characteristics of tumor cells, helping clinicians assess the patient’s prognosis. Tips Use this code only for the appropriate proprietary test. Additional Info “U” codes are included in the CPT® code set to identify specific proprietary laboratory analyses (PLA) tests. PLA codes take precedence over the usual 80000 series codes for laboratory/pathology. Use this code only for the above–described test; do not report this test using any other CPT® code. PLA code descriptors follow existing code conventions when possible, and lab techniques used include multianalyte assays with algorithmic analyses (MAAA) and genomic sequencing procedures (GSP), among others. Read Less | Range Specific Guideline Proprietary laboratory analyses (PLA) codes describe proprietary clinical laboratory analyses and can be either provided by a single ("sole-source") laboratory or licensed or marketed to multiple providing laboratories (eg, cleared or approved by the Food and Drug Administration [FDA]). This subsection includes advanced diagnostic laboratory tests (ADLTs) and clinical diagnostic laboratory tests (CDLTs), as defined under the Protecting Access to Medicare Act (PAMA) of 2014. These analyses may include a range of medical laboratory tests including, but not limited to, multianalyte assays with algorithmic analyses (MAAA) and genomic sequencing procedures (GSP). The descriptor nomenclature follows, where possible, existing code conventions (eg, MAAA, GSP). Unless specifically noted, even though the Proprietary Laboratory Analyses section of the code set is located at the end of the Pathology and Laboratory section of the code set, a PLA code does not fulfill Category I code criteria. PLA codes are not required to fulfill the Category I criteria. The standards for inclusion in the PLA section are: The test must be commercially available in the United States for use on human specimens and The clinical laboratory or manufacturer that offers the test must request the code. For similar laboratory analyses that fulfill Category I criteria, see codes listed in the numeric 80000 series. When a PLA code is available to report a given proprietary laboratory service, that PLA code takes precedence. The service should not be reported with any other CPT® code(s) and other CPT® code(s) should not be used to report services that may be reported with that specific PLA code. These codes encompass all analytical services required for the analysis (eg, cell lysis, nucleic acid stabilization, extraction, digestion, amplification, hybridization and detection). For molecular analyses, additional procedures that are required prior to cell lysis (eg, microdissection [codes 88380 and 88381]) may be reported separately. Codes in this subsection are released on a quarterly basis to expedite dissemination for reporting. PLA codes will be published electronically on the AMA CPT® website (ama-assn.org/cpt-pla-codes), distributed via CPT® data files on a quarterly basis, and, at a minimum, made available in print annually in the CPT® codebook. See the Introduction section of the CPT® code set for a complete list of the dates of release and implementation. All codes that are included in this section are also included in Appendix O, with the procedure's proprietary name. In order to report a PLA code, the analysis performed must fulfill the code descriptor and must be the test represented by the proprietary name listed in Appendix O. In some instances, the descriptor language of PLA codes may be identical and the code may only be differentiated by the listed proprietary name in Appendix O. When more than one PLA has an identical descriptor, the codes will be denoted by the symbol "â™“." All PLA tests will have assigned codes in the PLA section of the code set. Any PLA coded test(s) that satisfies Category I criteria and has been accepted by the CPT® Editorial Panel will be designated by the addition of the symbol "^" to the existing PLA code and will remain in the PLA section of the code set. If a proprietary test has already been accepted for a Category I code and a code has not been published, subsequent application for a PLA code will take precedence. The code will only be placed in the PLA section. The accuracy of a PLA code is to be maintained by the original applicant, or the current owner of the test kit or laboratory performing the proprietary test. A new PLA code is required when: 1. Additional nucleic acid (DNA or RNA) and/or protein analysis(es) are added to the current PLA test, or 2. The name of the PLA test has changed in association with changes in test performance or test characteristics. The addition or modification of the therapeutic applications of the test require submission of a code change application, but it may not require a new code number. | 0001U-0599U | https://www.aapc.com/codes/cpt-codes/0491U | 2025-10-27T18:53:40.261965Z
0492U | Oncology (solid tumor), circulating tumor cell selection, morphological characterization and enumeration based on differential epithelial cell adhesion molecule (EpCAM), cytokeratins 8, 18, and 19, CD45 protein biomarkers, and quantification of PD-L1 protein biomarker-expressing cells, peripheral blood | This is a Proprietary Laboratory Analyses (PLA) code, meaning that the code applies to only one unique lab test made by a specific manufacturer or performed by a specific lab. Report 0492U only for CellSearch® PD–L1 Circulating Tumor Cell (CTC–PD–L1) Test from Menarini Silicon Biosystems Inc. This test uses circulating tumor cell (CTC) selection and analysis to characterize tumor cells in the blood, using specific protein biomarkers and quantifying PD–L1 expression. Explanation This code represents CellSearch® PD–L1 Circulating Tumor Cell (CTC–PD–L1) Test from Menarini Silicon Biosystems Inc. For this test, the lab analyst processes a peripheral blood sample to select and analyze circulating tumor cells (CTCs). The test uses specific protein biomarkers, including epithelial cell adhesion molecule (EpCAM), cytokeratins 8, 18, and 19 (proteins found in epithelial cells), and CD45 (a common leukocyte antigen), to identify and characterize tumor cells. Additionally, the test quantifies the expression of the PD–L1 protein biomarker on these cells. PD–L1 is a protein that can suppress the immune response, and its expression on tumor cells can affect treatment decisions. The results provide information about the presence, quantity, and characteristics of tumor cells, helping clinicians monitor disease progression and treatment response. Tips Use this code only for the appropriate proprietary test. Additional Info “U” codes are included in the CPT® code set to identify specific proprietary laboratory analyses (PLA) tests. PLA codes take precedence over the usual 80000 series codes for laboratory/pathology. Use this code only for the above–described test; do not report this test using any other CPT® code. PLA code descriptors follow existing code conventions when possible, and lab techniques used include multianalyte assays with algorithmic analyses (MAAA) and genomic sequencing procedures (GSP), among others. Read Less | Range Specific Guideline Proprietary laboratory analyses (PLA) codes describe proprietary clinical laboratory analyses and can be either provided by a single ("sole-source") laboratory or licensed or marketed to multiple providing laboratories (eg, cleared or approved by the Food and Drug Administration [FDA]). This subsection includes advanced diagnostic laboratory tests (ADLTs) and clinical diagnostic laboratory tests (CDLTs), as defined under the Protecting Access to Medicare Act (PAMA) of 2014. These analyses may include a range of medical laboratory tests including, but not limited to, multianalyte assays with algorithmic analyses (MAAA) and genomic sequencing procedures (GSP). The descriptor nomenclature follows, where possible, existing code conventions (eg, MAAA, GSP). Unless specifically noted, even though the Proprietary Laboratory Analyses section of the code set is located at the end of the Pathology and Laboratory section of the code set, a PLA code does not fulfill Category I code criteria. PLA codes are not required to fulfill the Category I criteria. The standards for inclusion in the PLA section are: The test must be commercially available in the United States for use on human specimens and The clinical laboratory or manufacturer that offers the test must request the code. For similar laboratory analyses that fulfill Category I criteria, see codes listed in the numeric 80000 series. When a PLA code is available to report a given proprietary laboratory service, that PLA code takes precedence. The service should not be reported with any other CPT® code(s) and other CPT® code(s) should not be used to report services that may be reported with that specific PLA code. These codes encompass all analytical services required for the analysis (eg, cell lysis, nucleic acid stabilization, extraction, digestion, amplification, hybridization and detection). For molecular analyses, additional procedures that are required prior to cell lysis (eg, microdissection [codes 88380 and 88381]) may be reported separately. Codes in this subsection are released on a quarterly basis to expedite dissemination for reporting. PLA codes will be published electronically on the AMA CPT® website (ama-assn.org/cpt-pla-codes), distributed via CPT® data files on a quarterly basis, and, at a minimum, made available in print annually in the CPT® codebook. See the Introduction section of the CPT® code set for a complete list of the dates of release and implementation. All codes that are included in this section are also included in Appendix O, with the procedure's proprietary name. In order to report a PLA code, the analysis performed must fulfill the code descriptor and must be the test represented by the proprietary name listed in Appendix O. In some instances, the descriptor language of PLA codes may be identical and the code may only be differentiated by the listed proprietary name in Appendix O. When more than one PLA has an identical descriptor, the codes will be denoted by the symbol "â™“." All PLA tests will have assigned codes in the PLA section of the code set. Any PLA coded test(s) that satisfies Category I criteria and has been accepted by the CPT® Editorial Panel will be designated by the addition of the symbol "^" to the existing PLA code and will remain in the PLA section of the code set. If a proprietary test has already been accepted for a Category I code and a code has not been published, subsequent application for a PLA code will take precedence. The code will only be placed in the PLA section. The accuracy of a PLA code is to be maintained by the original applicant, or the current owner of the test kit or laboratory performing the proprietary test. A new PLA code is required when: 1. Additional nucleic acid (DNA or RNA) and/or protein analysis(es) are added to the current PLA test, or 2. The name of the PLA test has changed in association with changes in test performance or test characteristics. The addition or modification of the therapeutic applications of the test require submission of a code change application, but it may not require a new code number. | 0001U-0599U | https://www.aapc.com/codes/cpt-codes/0492U | 2025-10-27T18:53:58.318361Z
0493U | Transplantation medicine, quantification of donor-derived cell-free DNA (cfDNA) using next-generation sequencing, plasma, reported as percentage of donor-derived cell-free DNA | This is a Proprietary Laboratory Analyses (PLA) code, meaning that the code applies to only one unique lab test made by a specific manufacturer or performed by a specific lab. Report 0493U only for Prospera™ from Natera™. This test uses next–generation sequencing to quantify the percentage of donor–derived cell–free DNA in the plasma of transplant recipients, helping to monitor organ transplant health. Explanation This code represents Prospera™ from Natera™. For this test, the lab analyst processes a blood plasma sample from a transplant recipient to measure the percentage of donor–derived cell–free DNA using next–generation sequencing (NGS). Donor–derived cell–free DNA is genetic material from the transplanted organ that circulates in the recipient’s blood. An increased percentage of this DNA can indicate organ rejection or other complications. The test helps clinicians monitor the health of the transplanted organ and make informed decisions about patient care. Tips Use this code only for the appropriate proprietary test. Additional Info “U” codes are included in the CPT® code set to identify specific proprietary laboratory analyses (PLA) tests. PLA codes take precedence over the usual 80000 series codes for laboratory/pathology. Use this code only for the above–described test; do not report this test using any other CPT® code. PLA code descriptors follow existing code conventions when possible, and lab techniques used include multianalyte assays with algorithmic analyses (MAAA) and genomic sequencing procedures (GSP), among others. Read Less | Range Specific Guideline Proprietary laboratory analyses (PLA) codes describe proprietary clinical laboratory analyses and can be either provided by a single ("sole-source") laboratory or licensed or marketed to multiple providing laboratories (eg, cleared or approved by the Food and Drug Administration [FDA]). This subsection includes advanced diagnostic laboratory tests (ADLTs) and clinical diagnostic laboratory tests (CDLTs), as defined under the Protecting Access to Medicare Act (PAMA) of 2014. These analyses may include a range of medical laboratory tests including, but not limited to, multianalyte assays with algorithmic analyses (MAAA) and genomic sequencing procedures (GSP). The descriptor nomenclature follows, where possible, existing code conventions (eg, MAAA, GSP). Unless specifically noted, even though the Proprietary Laboratory Analyses section of the code set is located at the end of the Pathology and Laboratory section of the code set, a PLA code does not fulfill Category I code criteria. PLA codes are not required to fulfill the Category I criteria. The standards for inclusion in the PLA section are: The test must be commercially available in the United States for use on human specimens and The clinical laboratory or manufacturer that offers the test must request the code. For similar laboratory analyses that fulfill Category I criteria, see codes listed in the numeric 80000 series. When a PLA code is available to report a given proprietary laboratory service, that PLA code takes precedence. The service should not be reported with any other CPT® code(s) and other CPT® code(s) should not be used to report services that may be reported with that specific PLA code. These codes encompass all analytical services required for the analysis (eg, cell lysis, nucleic acid stabilization, extraction, digestion, amplification, hybridization and detection). For molecular analyses, additional procedures that are required prior to cell lysis (eg, microdissection [codes 88380 and 88381]) may be reported separately. Codes in this subsection are released on a quarterly basis to expedite dissemination for reporting. PLA codes will be published electronically on the AMA CPT® website (ama-assn.org/cpt-pla-codes), distributed via CPT® data files on a quarterly basis, and, at a minimum, made available in print annually in the CPT® codebook. See the Introduction section of the CPT® code set for a complete list of the dates of release and implementation. All codes that are included in this section are also included in Appendix O, with the procedure's proprietary name. In order to report a PLA code, the analysis performed must fulfill the code descriptor and must be the test represented by the proprietary name listed in Appendix O. In some instances, the descriptor language of PLA codes may be identical and the code may only be differentiated by the listed proprietary name in Appendix O. When more than one PLA has an identical descriptor, the codes will be denoted by the symbol "â™“." All PLA tests will have assigned codes in the PLA section of the code set. Any PLA coded test(s) that satisfies Category I criteria and has been accepted by the CPT® Editorial Panel will be designated by the addition of the symbol "^" to the existing PLA code and will remain in the PLA section of the code set. If a proprietary test has already been accepted for a Category I code and a code has not been published, subsequent application for a PLA code will take precedence. The code will only be placed in the PLA section. The accuracy of a PLA code is to be maintained by the original applicant, or the current owner of the test kit or laboratory performing the proprietary test. A new PLA code is required when: 1. Additional nucleic acid (DNA or RNA) and/or protein analysis(es) are added to the current PLA test, or 2. The name of the PLA test has changed in association with changes in test performance or test characteristics. The addition or modification of the therapeutic applications of the test require submission of a code change application, but it may not require a new code number. | 0001U-0599U | https://www.aapc.com/codes/cpt-codes/0493U | 2025-10-27T18:54:16.228555Z
0494U | Red blood cell antigen (fetal RhD gene analysis), next-generation sequencing of circulating cell-free DNA (cfDNA) of blood in pregnant individuals known to be RhD negative, reported as positive or negative | This is a Proprietary Laboratory Analyses (PLA) code, meaning that the code applies to only one unique lab test made by a specific manufacturer or performed by a specific lab. Report 0494U only for Rh Test from Natera™. This test uses next–generation sequencing to analyze cell–free DNA in the blood of RhD–negative pregnant individuals to determine if the fetus has inherited the RhD gene. Explanation This code represents the Rh Test from Natera™. For this test, the lab analyst processes a blood sample from a pregnant individual who is RhD negative. Next–generation sequencing (NGS) is used to analyze cell–free DNA (cfDNA) circulating in the blood to detect the presence or absence of the fetal RhD gene. This information is crucial for managing RhD–negative pregnancies and preventing hemolytic disease of the fetus and newborn (HDFN), which can cause anemia and other serious health issues in the fetus. The results are reported as positive or negative. Tips Use this code only for the appropriate proprietary test. Additional Info “U” codes are included in the CPT® code set to identify specific proprietary laboratory analyses (PLA) tests. PLA codes take precedence over the usual 80000 series codes for laboratory/pathology. Use this code only for the above–described test; do not report this test using any other CPT® code. PLA code descriptors follow existing code conventions when possible, and lab techniques used include multianalyte assays with algorithmic analyses (MAAA) and genomic sequencing procedures (GSP), among others. Read Less | Range Specific Guideline Proprietary laboratory analyses (PLA) codes describe proprietary clinical laboratory analyses and can be either provided by a single ("sole-source") laboratory or licensed or marketed to multiple providing laboratories (eg, cleared or approved by the Food and Drug Administration [FDA]). This subsection includes advanced diagnostic laboratory tests (ADLTs) and clinical diagnostic laboratory tests (CDLTs), as defined under the Protecting Access to Medicare Act (PAMA) of 2014. These analyses may include a range of medical laboratory tests including, but not limited to, multianalyte assays with algorithmic analyses (MAAA) and genomic sequencing procedures (GSP). The descriptor nomenclature follows, where possible, existing code conventions (eg, MAAA, GSP). Unless specifically noted, even though the Proprietary Laboratory Analyses section of the code set is located at the end of the Pathology and Laboratory section of the code set, a PLA code does not fulfill Category I code criteria. PLA codes are not required to fulfill the Category I criteria. The standards for inclusion in the PLA section are: The test must be commercially available in the United States for use on human specimens and The clinical laboratory or manufacturer that offers the test must request the code. For similar laboratory analyses that fulfill Category I criteria, see codes listed in the numeric 80000 series. When a PLA code is available to report a given proprietary laboratory service, that PLA code takes precedence. The service should not be reported with any other CPT® code(s) and other CPT® code(s) should not be used to report services that may be reported with that specific PLA code. These codes encompass all analytical services required for the analysis (eg, cell lysis, nucleic acid stabilization, extraction, digestion, amplification, hybridization and detection). For molecular analyses, additional procedures that are required prior to cell lysis (eg, microdissection [codes 88380 and 88381]) may be reported separately. Codes in this subsection are released on a quarterly basis to expedite dissemination for reporting. PLA codes will be published electronically on the AMA CPT® website (ama-assn.org/cpt-pla-codes), distributed via CPT® data files on a quarterly basis, and, at a minimum, made available in print annually in the CPT® codebook. See the Introduction section of the CPT® code set for a complete list of the dates of release and implementation. All codes that are included in this section are also included in Appendix O, with the procedure's proprietary name. In order to report a PLA code, the analysis performed must fulfill the code descriptor and must be the test represented by the proprietary name listed in Appendix O. In some instances, the descriptor language of PLA codes may be identical and the code may only be differentiated by the listed proprietary name in Appendix O. When more than one PLA has an identical descriptor, the codes will be denoted by the symbol "â™“." All PLA tests will have assigned codes in the PLA section of the code set. Any PLA coded test(s) that satisfies Category I criteria and has been accepted by the CPT® Editorial Panel will be designated by the addition of the symbol "^" to the existing PLA code and will remain in the PLA section of the code set. If a proprietary test has already been accepted for a Category I code and a code has not been published, subsequent application for a PLA code will take precedence. The code will only be placed in the PLA section. The accuracy of a PLA code is to be maintained by the original applicant, or the current owner of the test kit or laboratory performing the proprietary test. A new PLA code is required when: 1. Additional nucleic acid (DNA or RNA) and/or protein analysis(es) are added to the current PLA test, or 2. The name of the PLA test has changed in association with changes in test performance or test characteristics. The addition or modification of the therapeutic applications of the test require submission of a code change application, but it may not require a new code number. | 0001U-0599U | https://www.aapc.com/codes/cpt-codes/0494U | 2025-10-27T18:54:33.944129Z
0495U | Oncology (prostate), analysis of circulating plasma proteins (tPSA, fPSA, KLK2, PSP94, and GDF15), germline polygenic risk score (60 variants), clinical information (age, family history of prostate cancer, prior negative prostate biopsy), algorithm reported as risk of likelihood of detecting clinically significant prostate cancer | This is a Proprietary Laboratory Analyses (PLA) code, meaning that the code applies to only one unique lab test made by a specific manufacturer or performed by a specific lab. Report 0495U only for Stockholm3 from BioAgilytix Diagnostics. This test analyzes circulating plasma proteins, a germline polygenic risk score, and clinical information to calculate the likelihood of detecting clinically significant prostate cancer. Explanation This code represents Stockholm3 from BioAgilytix Diagnostics. For this test, the lab analyst processes a blood plasma sample to analyze circulating proteins, including total prostate–specific antigen (tPSA), free prostate–specific antigen (fPSA), KLK2 (kallikrein–related peptidase 2), PSP94 (prostatic secretory protein 94), and GDF15 (growth differentiation factor 15). Additionally, a germline polygenic risk score (a measurement that estimates an individual’s genetic predisposition to certain diseases or traits) is calculated based on 60 genetic variants, and clinical information such as age, family history of prostate cancer, and prior negative prostate biopsy is included. The results are combined into an algorithm that reports the risk of likelihood of detecting clinically significant prostate cancer, aiding in the decision–making process for further diagnostic evaluations, management, and treatment. Tips Use this code only for the appropriate proprietary test. Additional Info “U” codes are included in the CPT® code set to identify specific proprietary laboratory analyses (PLA) tests. PLA codes take precedence over the usual 80000 series codes for laboratory/pathology. Use this code only for the above–described test; do not report this test using any other CPT® code. PLA code descriptors follow existing code conventions when possible, and lab techniques used include multianalyte assays with algorithmic analyses (MAAA) and genomic sequencing procedures (GSP), among others. Read Less | Range Specific Guideline Proprietary laboratory analyses (PLA) codes describe proprietary clinical laboratory analyses and can be either provided by a single ("sole-source") laboratory or licensed or marketed to multiple providing laboratories (eg, cleared or approved by the Food and Drug Administration [FDA]). This subsection includes advanced diagnostic laboratory tests (ADLTs) and clinical diagnostic laboratory tests (CDLTs), as defined under the Protecting Access to Medicare Act (PAMA) of 2014. These analyses may include a range of medical laboratory tests including, but not limited to, multianalyte assays with algorithmic analyses (MAAA) and genomic sequencing procedures (GSP). The descriptor nomenclature follows, where possible, existing code conventions (eg, MAAA, GSP). Unless specifically noted, even though the Proprietary Laboratory Analyses section of the code set is located at the end of the Pathology and Laboratory section of the code set, a PLA code does not fulfill Category I code criteria. PLA codes are not required to fulfill the Category I criteria. The standards for inclusion in the PLA section are: The test must be commercially available in the United States for use on human specimens and The clinical laboratory or manufacturer that offers the test must request the code. For similar laboratory analyses that fulfill Category I criteria, see codes listed in the numeric 80000 series. When a PLA code is available to report a given proprietary laboratory service, that PLA code takes precedence. The service should not be reported with any other CPT® code(s) and other CPT® code(s) should not be used to report services that may be reported with that specific PLA code. These codes encompass all analytical services required for the analysis (eg, cell lysis, nucleic acid stabilization, extraction, digestion, amplification, hybridization and detection). For molecular analyses, additional procedures that are required prior to cell lysis (eg, microdissection [codes 88380 and 88381]) may be reported separately. Codes in this subsection are released on a quarterly basis to expedite dissemination for reporting. PLA codes will be published electronically on the AMA CPT® website (ama-assn.org/cpt-pla-codes), distributed via CPT® data files on a quarterly basis, and, at a minimum, made available in print annually in the CPT® codebook. See the Introduction section of the CPT® code set for a complete list of the dates of release and implementation. All codes that are included in this section are also included in Appendix O, with the procedure's proprietary name. In order to report a PLA code, the analysis performed must fulfill the code descriptor and must be the test represented by the proprietary name listed in Appendix O. In some instances, the descriptor language of PLA codes may be identical and the code may only be differentiated by the listed proprietary name in Appendix O. When more than one PLA has an identical descriptor, the codes will be denoted by the symbol "â™“." All PLA tests will have assigned codes in the PLA section of the code set. Any PLA coded test(s) that satisfies Category I criteria and has been accepted by the CPT® Editorial Panel will be designated by the addition of the symbol "^" to the existing PLA code and will remain in the PLA section of the code set. If a proprietary test has already been accepted for a Category I code and a code has not been published, subsequent application for a PLA code will take precedence. The code will only be placed in the PLA section. The accuracy of a PLA code is to be maintained by the original applicant, or the current owner of the test kit or laboratory performing the proprietary test. A new PLA code is required when: 1. Additional nucleic acid (DNA or RNA) and/or protein analysis(es) are added to the current PLA test, or 2. The name of the PLA test has changed in association with changes in test performance or test characteristics. The addition or modification of the therapeutic applications of the test require submission of a code change application, but it may not require a new code number. | 0001U-0599U | https://www.aapc.com/codes/cpt-codes/0495U | 2025-10-27T18:54:52.450881Z
0496U | Oncology (colorectal), cell-free DNA, 8 genes for mutations, 7 genes for methylation by real-time RT-PCR, and 4 proteins by enzyme-linked immunosorbent assay, blood, reported positive or negative for colorectal cancer or advanced adenoma risk | This is a Proprietary Laboratory Analyses (PLA) code, meaning that the code applies to only one unique lab test made by a specific manufacturer or performed by a specific lab. Report 0496U only for ColoScape™ Plus from DiaCarta Inc. This test uses real–time reverse transcription polymerase chain reaction (RT–PCR) and enzyme–linked immunosorbent assay (ELISA) to analyze cell–free DNA and proteins in the blood, assessing the risk of colorectal cancer or advanced adenoma. Explanation This code represents ColoScape™ Plus from DiaCarta Inc. For this test, the lab analyst processes a blood sample to analyze cell–free DNA for mutations in eight genes and methylation in seven genes using real–time reverse transcription polymerase chain reaction (RT–PCR), a laboratory technique used to amplify and quantify RNA sequences by converting them into DNA and then using PCR to measure the amount of DNA in real time. Additionally, the test measures four proteins in the blood using enzyme–linked immunosorbent assay (ELISA), a laboratory technique used to detect and quantify specific proteins or antibodies in a sample by using enzyme–linked antibodies that produce a measurable color change. The results are reported as positive or negative for colorectal cancer or advanced adenoma risk, helping clinicians decide on further diagnostic evaluations and management strategies. Tips Use this code only for the appropriate proprietary test. Additional Info “U” codes are included in the CPT® code set to identify specific proprietary laboratory analyses (PLA) tests. PLA codes take precedence over the usual 80000 series codes for laboratory/pathology. Use this code only for the above–described test; do not report this test using any other CPT® code. PLA code descriptors follow existing code conventions when possible, and lab techniques used include multianalyte assays with algorithmic analyses (MAAA) and genomic sequencing procedures (GSP), among others. Read Less | Range Specific Guideline Proprietary laboratory analyses (PLA) codes describe proprietary clinical laboratory analyses and can be either provided by a single ("sole-source") laboratory or licensed or marketed to multiple providing laboratories (eg, cleared or approved by the Food and Drug Administration [FDA]). This subsection includes advanced diagnostic laboratory tests (ADLTs) and clinical diagnostic laboratory tests (CDLTs), as defined under the Protecting Access to Medicare Act (PAMA) of 2014. These analyses may include a range of medical laboratory tests including, but not limited to, multianalyte assays with algorithmic analyses (MAAA) and genomic sequencing procedures (GSP). The descriptor nomenclature follows, where possible, existing code conventions (eg, MAAA, GSP). Unless specifically noted, even though the Proprietary Laboratory Analyses section of the code set is located at the end of the Pathology and Laboratory section of the code set, a PLA code does not fulfill Category I code criteria. PLA codes are not required to fulfill the Category I criteria. The standards for inclusion in the PLA section are: The test must be commercially available in the United States for use on human specimens and The clinical laboratory or manufacturer that offers the test must request the code. For similar laboratory analyses that fulfill Category I criteria, see codes listed in the numeric 80000 series. When a PLA code is available to report a given proprietary laboratory service, that PLA code takes precedence. The service should not be reported with any other CPT® code(s) and other CPT® code(s) should not be used to report services that may be reported with that specific PLA code. These codes encompass all analytical services required for the analysis (eg, cell lysis, nucleic acid stabilization, extraction, digestion, amplification, hybridization and detection). For molecular analyses, additional procedures that are required prior to cell lysis (eg, microdissection [codes 88380 and 88381]) may be reported separately. Codes in this subsection are released on a quarterly basis to expedite dissemination for reporting. PLA codes will be published electronically on the AMA CPT® website (ama-assn.org/cpt-pla-codes), distributed via CPT® data files on a quarterly basis, and, at a minimum, made available in print annually in the CPT® codebook. See the Introduction section of the CPT® code set for a complete list of the dates of release and implementation. All codes that are included in this section are also included in Appendix O, with the procedure's proprietary name. In order to report a PLA code, the analysis performed must fulfill the code descriptor and must be the test represented by the proprietary name listed in Appendix O. In some instances, the descriptor language of PLA codes may be identical and the code may only be differentiated by the listed proprietary name in Appendix O. When more than one PLA has an identical descriptor, the codes will be denoted by the symbol "â™“." All PLA tests will have assigned codes in the PLA section of the code set. Any PLA coded test(s) that satisfies Category I criteria and has been accepted by the CPT® Editorial Panel will be designated by the addition of the symbol "^" to the existing PLA code and will remain in the PLA section of the code set. If a proprietary test has already been accepted for a Category I code and a code has not been published, subsequent application for a PLA code will take precedence. The code will only be placed in the PLA section. The accuracy of a PLA code is to be maintained by the original applicant, or the current owner of the test kit or laboratory performing the proprietary test. A new PLA code is required when: 1. Additional nucleic acid (DNA or RNA) and/or protein analysis(es) are added to the current PLA test, or 2. The name of the PLA test has changed in association with changes in test performance or test characteristics. The addition or modification of the therapeutic applications of the test require submission of a code change application, but it may not require a new code number. | 0001U-0599U | https://www.aapc.com/codes/cpt-codes/0496U | 2025-10-27T18:55:10.255901Z
0497U | Oncology (prostate), mRNA gene-expression profiling by real-time RT-PCR of 6 genes (FOXM1, MCM3, MTUS1, TTC21B, ALAS1, and PPP2CA), utilizing formalin-fixed paraffin-embedded (FFPE) tissue, algorithm reported as a risk score for prostate cancer | This is a Proprietary Laboratory Analyses (PLA) code, meaning that the code applies to only one unique lab test made by a specific manufacturer or performed by a specific lab. Report 0497U only for OncoAssure™ Prostate from DiaCarta Inc. This test uses real–time reverse transcription polymerase chain reaction (RT–PCR) to analyze mRNA expression of six genes in formalin–fixed paraffin–embedded (FFPE) prostate tissue, providing a risk score for prostate cancer. Explanation This code represents OncoAssure™ Prostate from DiaCarta Inc. For this test, the lab analyst processes formalin–fixed paraffin–embedded (FFPE) tissue samples from prostate cancer patients. Real–time reverse transcription polymerase chain reaction (RT–PCR) is used to measure the expression of mRNA from 6 specific genes (FOXM1, MCM3, MTUS1, TTC21B, ALAS1, and PPP2CA). RT–PCR is a laboratory technique used to amplify and quantify RNA sequences by converting them into DNA and then using PCR to measure the amount of DNA in real time. The gene expression data is used to calculate a risk score for prostate cancer, helping clinicians assess the aggressiveness of the cancer and risk of recurrence, and make informed decisions about treatment and management. Tips Use this code only for the appropriate proprietary test. Additional Info “U” codes are included in the CPT® code set to identify specific proprietary laboratory analyses (PLA) tests. PLA codes take precedence over the usual 80000 series codes for laboratory/pathology. Use this code only for the above–described test; do not report this test using any other CPT® code. PLA code descriptors follow existing code conventions when possible, and lab techniques used include multianalyte assays with algorithmic analyses (MAAA) and genomic sequencing procedures (GSP), among others. Read Less | Range Specific Guideline Proprietary laboratory analyses (PLA) codes describe proprietary clinical laboratory analyses and can be either provided by a single ("sole-source") laboratory or licensed or marketed to multiple providing laboratories (eg, cleared or approved by the Food and Drug Administration [FDA]). This subsection includes advanced diagnostic laboratory tests (ADLTs) and clinical diagnostic laboratory tests (CDLTs), as defined under the Protecting Access to Medicare Act (PAMA) of 2014. These analyses may include a range of medical laboratory tests including, but not limited to, multianalyte assays with algorithmic analyses (MAAA) and genomic sequencing procedures (GSP). The descriptor nomenclature follows, where possible, existing code conventions (eg, MAAA, GSP). Unless specifically noted, even though the Proprietary Laboratory Analyses section of the code set is located at the end of the Pathology and Laboratory section of the code set, a PLA code does not fulfill Category I code criteria. PLA codes are not required to fulfill the Category I criteria. The standards for inclusion in the PLA section are: The test must be commercially available in the United States for use on human specimens and The clinical laboratory or manufacturer that offers the test must request the code. For similar laboratory analyses that fulfill Category I criteria, see codes listed in the numeric 80000 series. When a PLA code is available to report a given proprietary laboratory service, that PLA code takes precedence. The service should not be reported with any other CPT® code(s) and other CPT® code(s) should not be used to report services that may be reported with that specific PLA code. These codes encompass all analytical services required for the analysis (eg, cell lysis, nucleic acid stabilization, extraction, digestion, amplification, hybridization and detection). For molecular analyses, additional procedures that are required prior to cell lysis (eg, microdissection [codes 88380 and 88381]) may be reported separately. Codes in this subsection are released on a quarterly basis to expedite dissemination for reporting. PLA codes will be published electronically on the AMA CPT® website (ama-assn.org/cpt-pla-codes), distributed via CPT® data files on a quarterly basis, and, at a minimum, made available in print annually in the CPT® codebook. See the Introduction section of the CPT® code set for a complete list of the dates of release and implementation. All codes that are included in this section are also included in Appendix O, with the procedure's proprietary name. In order to report a PLA code, the analysis performed must fulfill the code descriptor and must be the test represented by the proprietary name listed in Appendix O. In some instances, the descriptor language of PLA codes may be identical and the code may only be differentiated by the listed proprietary name in Appendix O. When more than one PLA has an identical descriptor, the codes will be denoted by the symbol "â™“." All PLA tests will have assigned codes in the PLA section of the code set. Any PLA coded test(s) that satisfies Category I criteria and has been accepted by the CPT® Editorial Panel will be designated by the addition of the symbol "^" to the existing PLA code and will remain in the PLA section of the code set. If a proprietary test has already been accepted for a Category I code and a code has not been published, subsequent application for a PLA code will take precedence. The code will only be placed in the PLA section. The accuracy of a PLA code is to be maintained by the original applicant, or the current owner of the test kit or laboratory performing the proprietary test. A new PLA code is required when: 1. Additional nucleic acid (DNA or RNA) and/or protein analysis(es) are added to the current PLA test, or 2. The name of the PLA test has changed in association with changes in test performance or test characteristics. The addition or modification of the therapeutic applications of the test require submission of a code change application, but it may not require a new code number. | 0001U-0599U | https://www.aapc.com/codes/cpt-codes/0497U | 2025-10-27T18:55:28.470494Z
0498U | Oncology (colorectal), next-generation sequencing for mutation detection in 43 genes and methylation pattern in 45 genes, blood, and formalin-fixed paraffin-embedded (FFPE) tissue, report of variants and methylation pattern with interpretation | This is a Proprietary Laboratory Analyses (PLA) code, meaning that the code applies to only one unique lab test made by a specific manufacturer or performed by a specific lab. Report 0498U only for OptiSeq™ Colorectal Cancer NGS Panel from DiaCarta Inc. This test uses next–generation sequencing (NGS) to analyze mutations in 43 genes and methylation patterns in 45 genes from blood and formalin–fixed paraffin–embedded (FFPE) tissue samples, providing a detailed report with interpretation of genetic variants and methylation patterns. Explanation This code represents OptiSeq™ Colorectal Cancer NGS Panel from DiaCarta Inc. For this test, the lab analyst processes both blood samples and formalin–fixed paraffin–embedded (FFPE) tissue samples from colorectal cancer patients. Next–generation sequencing (NGS) is used to detect mutations in 43 specific genes and to analyze methylation patterns in 45 genes. Mutations are changes in the DNA sequence that can affect gene function. The mutation panel identifies actionable mutations for targeted therapy, aiding in improved outcomes for patients, such as those with metastatic colorectal cancer (mCRC). Methylation is a chemical modification of DNA that can regulate gene expression. The methylation panel helps determine the origin of the colorectal cancer and enhances the test’s specificity. The results are compiled into a detailed report that includes an interpretation of the detected genetic variants and methylation patterns, helping clinicians understand the genetic profile of the colorectal cancer and guide treatment decisions. Tips Use this code only for the appropriate proprietary test. Additional Info “U” codes are included in the CPT® code set to identify specific proprietary laboratory analyses (PLA) tests. PLA codes take precedence over the usual 80000 series codes for laboratory/pathology. Use this code only for the above–described test; do not report this test using any other CPT® code. PLA code descriptors follow existing code conventions when possible, and lab techniques used include multianalyte assays with algorithmic analyses (MAAA) and genomic sequencing procedures (GSP), among others. Read Less | Range Specific Guideline Proprietary laboratory analyses (PLA) codes describe proprietary clinical laboratory analyses and can be either provided by a single ("sole-source") laboratory or licensed or marketed to multiple providing laboratories (eg, cleared or approved by the Food and Drug Administration [FDA]). This subsection includes advanced diagnostic laboratory tests (ADLTs) and clinical diagnostic laboratory tests (CDLTs), as defined under the Protecting Access to Medicare Act (PAMA) of 2014. These analyses may include a range of medical laboratory tests including, but not limited to, multianalyte assays with algorithmic analyses (MAAA) and genomic sequencing procedures (GSP). The descriptor nomenclature follows, where possible, existing code conventions (eg, MAAA, GSP). Unless specifically noted, even though the Proprietary Laboratory Analyses section of the code set is located at the end of the Pathology and Laboratory section of the code set, a PLA code does not fulfill Category I code criteria. PLA codes are not required to fulfill the Category I criteria. The standards for inclusion in the PLA section are: The test must be commercially available in the United States for use on human specimens and The clinical laboratory or manufacturer that offers the test must request the code. For similar laboratory analyses that fulfill Category I criteria, see codes listed in the numeric 80000 series. When a PLA code is available to report a given proprietary laboratory service, that PLA code takes precedence. The service should not be reported with any other CPT® code(s) and other CPT® code(s) should not be used to report services that may be reported with that specific PLA code. These codes encompass all analytical services required for the analysis (eg, cell lysis, nucleic acid stabilization, extraction, digestion, amplification, hybridization and detection). For molecular analyses, additional procedures that are required prior to cell lysis (eg, microdissection [codes 88380 and 88381]) may be reported separately. Codes in this subsection are released on a quarterly basis to expedite dissemination for reporting. PLA codes will be published electronically on the AMA CPT® website (ama-assn.org/cpt-pla-codes), distributed via CPT® data files on a quarterly basis, and, at a minimum, made available in print annually in the CPT® codebook. See the Introduction section of the CPT® code set for a complete list of the dates of release and implementation. All codes that are included in this section are also included in Appendix O, with the procedure's proprietary name. In order to report a PLA code, the analysis performed must fulfill the code descriptor and must be the test represented by the proprietary name listed in Appendix O. In some instances, the descriptor language of PLA codes may be identical and the code may only be differentiated by the listed proprietary name in Appendix O. When more than one PLA has an identical descriptor, the codes will be denoted by the symbol "â™“." All PLA tests will have assigned codes in the PLA section of the code set. Any PLA coded test(s) that satisfies Category I criteria and has been accepted by the CPT® Editorial Panel will be designated by the addition of the symbol "^" to the existing PLA code and will remain in the PLA section of the code set. If a proprietary test has already been accepted for a Category I code and a code has not been published, subsequent application for a PLA code will take precedence. The code will only be placed in the PLA section. The accuracy of a PLA code is to be maintained by the original applicant, or the current owner of the test kit or laboratory performing the proprietary test. A new PLA code is required when: 1. Additional nucleic acid (DNA or RNA) and/or protein analysis(es) are added to the current PLA test, or 2. The name of the PLA test has changed in association with changes in test performance or test characteristics. The addition or modification of the therapeutic applications of the test require submission of a code change application, but it may not require a new code number. | 0001U-0599U | https://www.aapc.com/codes/cpt-codes/0498U | 2025-10-27T18:55:46.119093Z
0499U | Oncology (colorectal and lung), DNA from formalin-fixed paraffin-embedded (FFPE) tissue, next-generation sequencing of 8 genes (NRAS, EGFR, CTNNB1, PIK3CA, APC, BRAF, KRAS, and TP53), mutation detection | This is a Proprietary Laboratory Analyses (PLA) code, meaning that the code applies to only one unique lab test made by a specific manufacturer or performed by a specific lab. Report 0499U only for OptiSeq™ Dual Cancer Panel Kit from DiaCarta Inc. This test uses next–generation sequencing (NGS) to analyze DNA from formalin–fixed paraffin–embedded (FFPE) tissue samples to detect mutations in eight genes associated with colorectal and lung cancers. Explanation This code represents OptiSeq™ Dual Cancer Panel Kit from DiaCarta Inc. For this test, the lab analyst processes DNA from formalin–fixed paraffin–embedded (FFPE) tissue samples. Next–generation sequencing (NGS) is used to detect mutations in eight specific genes (NRAS, EGFR, CTNNB1, PIK3CA, APC, BRAF, KRAS, and TP53). These genes are commonly associated with colorectal and lung cancers. The results provide information about genetic alterations in the tumor, aiding clinicians in determining the best treatment options for patients with colorectal and lung cancers. Tips Use this code only for the appropriate proprietary test. Additional Info “U” codes are included in the CPT® code set to identify specific proprietary laboratory analyses (PLA) tests. PLA codes take precedence over the usual 80000 series codes for laboratory/pathology. Use this code only for the above–described test; do not report this test using any other CPT® code. PLA code descriptors follow existing code conventions when possible, and lab techniques used include multianalyte assays with algorithmic analyses (MAAA) and genomic sequencing procedures (GSP), among others. Read Less | Range Specific Guideline Proprietary laboratory analyses (PLA) codes describe proprietary clinical laboratory analyses and can be either provided by a single ("sole-source") laboratory or licensed or marketed to multiple providing laboratories (eg, cleared or approved by the Food and Drug Administration [FDA]). This subsection includes advanced diagnostic laboratory tests (ADLTs) and clinical diagnostic laboratory tests (CDLTs), as defined under the Protecting Access to Medicare Act (PAMA) of 2014. These analyses may include a range of medical laboratory tests including, but not limited to, multianalyte assays with algorithmic analyses (MAAA) and genomic sequencing procedures (GSP). The descriptor nomenclature follows, where possible, existing code conventions (eg, MAAA, GSP). Unless specifically noted, even though the Proprietary Laboratory Analyses section of the code set is located at the end of the Pathology and Laboratory section of the code set, a PLA code does not fulfill Category I code criteria. PLA codes are not required to fulfill the Category I criteria. The standards for inclusion in the PLA section are: The test must be commercially available in the United States for use on human specimens and The clinical laboratory or manufacturer that offers the test must request the code. For similar laboratory analyses that fulfill Category I criteria, see codes listed in the numeric 80000 series. When a PLA code is available to report a given proprietary laboratory service, that PLA code takes precedence. The service should not be reported with any other CPT® code(s) and other CPT® code(s) should not be used to report services that may be reported with that specific PLA code. These codes encompass all analytical services required for the analysis (eg, cell lysis, nucleic acid stabilization, extraction, digestion, amplification, hybridization and detection). For molecular analyses, additional procedures that are required prior to cell lysis (eg, microdissection [codes 88380 and 88381]) may be reported separately. Codes in this subsection are released on a quarterly basis to expedite dissemination for reporting. PLA codes will be published electronically on the AMA CPT® website (ama-assn.org/cpt-pla-codes), distributed via CPT® data files on a quarterly basis, and, at a minimum, made available in print annually in the CPT® codebook. See the Introduction section of the CPT® code set for a complete list of the dates of release and implementation. All codes that are included in this section are also included in Appendix O, with the procedure's proprietary name. In order to report a PLA code, the analysis performed must fulfill the code descriptor and must be the test represented by the proprietary name listed in Appendix O. In some instances, the descriptor language of PLA codes may be identical and the code may only be differentiated by the listed proprietary name in Appendix O. When more than one PLA has an identical descriptor, the codes will be denoted by the symbol "â™“." All PLA tests will have assigned codes in the PLA section of the code set. Any PLA coded test(s) that satisfies Category I criteria and has been accepted by the CPT® Editorial Panel will be designated by the addition of the symbol "^" to the existing PLA code and will remain in the PLA section of the code set. If a proprietary test has already been accepted for a Category I code and a code has not been published, subsequent application for a PLA code will take precedence. The code will only be placed in the PLA section. The accuracy of a PLA code is to be maintained by the original applicant, or the current owner of the test kit or laboratory performing the proprietary test. A new PLA code is required when: 1. Additional nucleic acid (DNA or RNA) and/or protein analysis(es) are added to the current PLA test, or 2. The name of the PLA test has changed in association with changes in test performance or test characteristics. The addition or modification of the therapeutic applications of the test require submission of a code change application, but it may not require a new code number. | 0001U-0599U | https://www.aapc.com/codes/cpt-codes/0499U | 2025-10-27T18:56:03.747605Z
0500U | Autoinflammatory disease (VEXAS syndrome), DNA, UBA1 gene mutations, targeted variant analysis (M41T, M41V, M41L, c.118-2A>C, c.118-1G>C, c.118-9_118-2del, S56F, S621C) | This is a Proprietary Laboratory Analyses (PLA) code, meaning that the code applies to only one unique lab test made by a specific manufacturer or performed by a specific lab. Report 0500U only for QClamp® Plex VEXAS UBA1 Mutation Test from DiaCarta Inc. This test detects specific mutations in the UBA1 gene using targeted variant analysis to diagnose VEXAS syndrome. Explanation This code represents QClamp® Plex VEXAS UBA1 Mutation Test from DiaCarta Inc. For this test, the lab analyst processes a DNA sample to detect specific mutations in the UBA1 gene (M41T, M41V, M41L, c.118–2A>C, c.118–1G>C, c.118–9_118–2del, S56F, S621C). These mutations are associated with VEXAS syndrome, which stands for vacuoles, E1 enzyme, X–linked, autoinflammatory, somatic syndrome. It is a chronic, progressive disease that causes severe systemic anti–inflammatory and hematological symptoms, including skin rashes that may be painful and swelling, and pain in nose and ears (nose and/or ear chondritis), cough and shortness of breath, pain and swelling in joints, inflammation of blood vessels, and failure of the bone marrow (e.g., macrocytic anemia, myelodysplastic syndrome). It is a rare autoinflammatory disease. Symptoms include skin rashes, swelling and pain in the nose and ears, cough and shortness of breath, pain and swelling in joints, blood vessel inflammation, and bone marrow failure. The test helps clinicians diagnose VEXAS syndrome by identifying these genetic variants, which can guide appropriate treatment and management strategies for affected individuals. Tips Use this code only for the appropriate proprietary test. Additional Info “U” codes are included in the CPT® code set to identify specific proprietary laboratory analyses (PLA) tests. PLA codes take precedence over the usual 80000 series codes for laboratory/pathology. Use this code only for the above–described test; do not report this test using any other CPT® code. PLA code descriptors follow existing code conventions when possible, and lab techniques used include multianalyte assays with algorithmic analyses (MAAA) and genomic sequencing procedures (GSP), among others. Read Less | Range Specific Guideline Proprietary laboratory analyses (PLA) codes describe proprietary clinical laboratory analyses and can be either provided by a single ("sole-source") laboratory or licensed or marketed to multiple providing laboratories (eg, cleared or approved by the Food and Drug Administration [FDA]). This subsection includes advanced diagnostic laboratory tests (ADLTs) and clinical diagnostic laboratory tests (CDLTs), as defined under the Protecting Access to Medicare Act (PAMA) of 2014. These analyses may include a range of medical laboratory tests including, but not limited to, multianalyte assays with algorithmic analyses (MAAA) and genomic sequencing procedures (GSP). The descriptor nomenclature follows, where possible, existing code conventions (eg, MAAA, GSP). Unless specifically noted, even though the Proprietary Laboratory Analyses section of the code set is located at the end of the Pathology and Laboratory section of the code set, a PLA code does not fulfill Category I code criteria. PLA codes are not required to fulfill the Category I criteria. The standards for inclusion in the PLA section are: The test must be commercially available in the United States for use on human specimens and The clinical laboratory or manufacturer that offers the test must request the code. For similar laboratory analyses that fulfill Category I criteria, see codes listed in the numeric 80000 series. When a PLA code is available to report a given proprietary laboratory service, that PLA code takes precedence. The service should not be reported with any other CPT® code(s) and other CPT® code(s) should not be used to report services that may be reported with that specific PLA code. These codes encompass all analytical services required for the analysis (eg, cell lysis, nucleic acid stabilization, extraction, digestion, amplification, hybridization and detection). For molecular analyses, additional procedures that are required prior to cell lysis (eg, microdissection [codes 88380 and 88381]) may be reported separately. Codes in this subsection are released on a quarterly basis to expedite dissemination for reporting. PLA codes will be published electronically on the AMA CPT® website (ama-assn.org/cpt-pla-codes), distributed via CPT® data files on a quarterly basis, and, at a minimum, made available in print annually in the CPT® codebook. See the Introduction section of the CPT® code set for a complete list of the dates of release and implementation. All codes that are included in this section are also included in Appendix O, with the procedure's proprietary name. In order to report a PLA code, the analysis performed must fulfill the code descriptor and must be the test represented by the proprietary name listed in Appendix O. In some instances, the descriptor language of PLA codes may be identical and the code may only be differentiated by the listed proprietary name in Appendix O. When more than one PLA has an identical descriptor, the codes will be denoted by the symbol "â™“." All PLA tests will have assigned codes in the PLA section of the code set. Any PLA coded test(s) that satisfies Category I criteria and has been accepted by the CPT® Editorial Panel will be designated by the addition of the symbol "^" to the existing PLA code and will remain in the PLA section of the code set. If a proprietary test has already been accepted for a Category I code and a code has not been published, subsequent application for a PLA code will take precedence. The code will only be placed in the PLA section. The accuracy of a PLA code is to be maintained by the original applicant, or the current owner of the test kit or laboratory performing the proprietary test. A new PLA code is required when: 1. Additional nucleic acid (DNA or RNA) and/or protein analysis(es) are added to the current PLA test, or 2. The name of the PLA test has changed in association with changes in test performance or test characteristics. The addition or modification of the therapeutic applications of the test require submission of a code change application, but it may not require a new code number. | 0001U-0599U | https://www.aapc.com/codes/cpt-codes/0500U | 2025-10-27T18:56:21.973702Z
0501U | Oncology (colorectal), blood, quantitative measurement of cell-free DNA (cfDNA) | This is a Proprietary Laboratory Analyses (PLA) code, meaning that the code applies to only one unique lab test made by a specific manufacturer or performed by a specific lab. Report 0501U only for QuantiDNA™ Colorectal Cancer Triage Test from DiaCarta Inc. This test uses quantitative measurement of cell–free DNA (cfDNA) in the blood to help provide information about the patient’s risk for colorectal cancer. Explanation This code represents QuantiDNA™ Colorectal Cancer Triage Test from DiaCarta Inc. For this test, the lab analyst processes a blood sample to measure the quantity of cell–free DNA (cfDNA), which is genetic material released into the bloodstream by cancer cells. Elevated levels of cfDNA can indicate the presence of colorectal cancer. As an example, a provider may use this test after the patient has a positive screening fecal immunochemical test (FIT). Many patients have a false–positive from FIT, so this triage test helps further determine the patient’s risk for having colorectal cancer. Tips Use this code only for the appropriate proprietary test. Additional Info “U” codes are included in the CPT® code set to identify specific proprietary laboratory analyses (PLA) tests. PLA codes take precedence over the usual 80000 series codes for laboratory/pathology. Use this code only for the above–described test; do not report this test using any other CPT® code. PLA code descriptors follow existing code conventions when possible, and lab techniques used include multianalyte assays with algorithmic analyses (MAAA) and genomic sequencing procedures (GSP), among others. Read Less | Range Specific Guideline Proprietary laboratory analyses (PLA) codes describe proprietary clinical laboratory analyses and can be either provided by a single ("sole-source") laboratory or licensed or marketed to multiple providing laboratories (eg, cleared or approved by the Food and Drug Administration [FDA]). This subsection includes advanced diagnostic laboratory tests (ADLTs) and clinical diagnostic laboratory tests (CDLTs), as defined under the Protecting Access to Medicare Act (PAMA) of 2014. These analyses may include a range of medical laboratory tests including, but not limited to, multianalyte assays with algorithmic analyses (MAAA) and genomic sequencing procedures (GSP). The descriptor nomenclature follows, where possible, existing code conventions (eg, MAAA, GSP). Unless specifically noted, even though the Proprietary Laboratory Analyses section of the code set is located at the end of the Pathology and Laboratory section of the code set, a PLA code does not fulfill Category I code criteria. PLA codes are not required to fulfill the Category I criteria. The standards for inclusion in the PLA section are: The test must be commercially available in the United States for use on human specimens and The clinical laboratory or manufacturer that offers the test must request the code. For similar laboratory analyses that fulfill Category I criteria, see codes listed in the numeric 80000 series. When a PLA code is available to report a given proprietary laboratory service, that PLA code takes precedence. The service should not be reported with any other CPT® code(s) and other CPT® code(s) should not be used to report services that may be reported with that specific PLA code. These codes encompass all analytical services required for the analysis (eg, cell lysis, nucleic acid stabilization, extraction, digestion, amplification, hybridization and detection). For molecular analyses, additional procedures that are required prior to cell lysis (eg, microdissection [codes 88380 and 88381]) may be reported separately. Codes in this subsection are released on a quarterly basis to expedite dissemination for reporting. PLA codes will be published electronically on the AMA CPT® website (ama-assn.org/cpt-pla-codes), distributed via CPT® data files on a quarterly basis, and, at a minimum, made available in print annually in the CPT® codebook. See the Introduction section of the CPT® code set for a complete list of the dates of release and implementation. All codes that are included in this section are also included in Appendix O, with the procedure's proprietary name. In order to report a PLA code, the analysis performed must fulfill the code descriptor and must be the test represented by the proprietary name listed in Appendix O. In some instances, the descriptor language of PLA codes may be identical and the code may only be differentiated by the listed proprietary name in Appendix O. When more than one PLA has an identical descriptor, the codes will be denoted by the symbol "â™“." All PLA tests will have assigned codes in the PLA section of the code set. Any PLA coded test(s) that satisfies Category I criteria and has been accepted by the CPT® Editorial Panel will be designated by the addition of the symbol "^" to the existing PLA code and will remain in the PLA section of the code set. If a proprietary test has already been accepted for a Category I code and a code has not been published, subsequent application for a PLA code will take precedence. The code will only be placed in the PLA section. The accuracy of a PLA code is to be maintained by the original applicant, or the current owner of the test kit or laboratory performing the proprietary test. A new PLA code is required when: 1. Additional nucleic acid (DNA or RNA) and/or protein analysis(es) are added to the current PLA test, or 2. The name of the PLA test has changed in association with changes in test performance or test characteristics. The addition or modification of the therapeutic applications of the test require submission of a code change application, but it may not require a new code number. | 0001U-0599U | https://www.aapc.com/codes/cpt-codes/0501U | 2025-10-27T18:56:39.547443Z
0502U | Human papillomavirus (HPV), E6/E7 markers for high-risk types (16, 18, 31, 33, 35, 39, 45, 51, 52, 56, 58, 59, 66, and 68), cervical cells, branched-chain capture hybridization, reported as negative or positive for high risk for HPV | This is a Proprietary Laboratory Analyses (PLA) code, meaning that the code applies to only one unique lab test made by a specific manufacturer or performed by a specific lab. Report 0502U only for QuantiVirus™ HPV E6/E7 mRNA Test for Cervical Cancer from DiaCarta Inc. This test detects high–risk human papillomavirus (HPV) types in cervical cells by identifying E6/E7 mRNA markers. The test uses branched–chain capture hybridization and reports the results as positive or negative for high–risk HPV. Explanation This code represents QuantiVirus™ HPV E6/E7 mRNA Test for Cervical Cancer from DiaCarta Inc. For this test, the lab analyst processes cervical cell samples to detect high–risk types of human papillomavirus (HPV). The test identifies E6/E7 mRNA markers, which are produced by high–risk HPV types (16, 18, 31, 33, 35, 39, 45, 51, 52, 56, 58, 59, 66, and 68). Branched–chain capture hybridization is used to detect these markers. This molecular biology technique detects specific nucleic acid sequences, such as DNA or RNA, with high sensitivity. The results are reported as positive or negative for high–risk HPV. This information helps clinicians assess the risk of cervical cancer, which is often caused by high–risk HPV, and make informed decisions about patient management. Tips Use this code only for the appropriate proprietary test. Additional Info “U” codes are included in the CPT® code set to identify specific proprietary laboratory analyses (PLA) tests. PLA codes take precedence over the usual 80000 series codes for laboratory/pathology. Use this code only for the above–described test; do not report this test using any other CPT® code. PLA code descriptors follow existing code conventions when possible, and lab techniques used include multianalyte assays with algorithmic analyses (MAAA) and genomic sequencing procedures (GSP), among others. Read Less | Range Specific Guideline Proprietary laboratory analyses (PLA) codes describe proprietary clinical laboratory analyses and can be either provided by a single ("sole-source") laboratory or licensed or marketed to multiple providing laboratories (eg, cleared or approved by the Food and Drug Administration [FDA]). This subsection includes advanced diagnostic laboratory tests (ADLTs) and clinical diagnostic laboratory tests (CDLTs), as defined under the Protecting Access to Medicare Act (PAMA) of 2014. These analyses may include a range of medical laboratory tests including, but not limited to, multianalyte assays with algorithmic analyses (MAAA) and genomic sequencing procedures (GSP). The descriptor nomenclature follows, where possible, existing code conventions (eg, MAAA, GSP). Unless specifically noted, even though the Proprietary Laboratory Analyses section of the code set is located at the end of the Pathology and Laboratory section of the code set, a PLA code does not fulfill Category I code criteria. PLA codes are not required to fulfill the Category I criteria. The standards for inclusion in the PLA section are: The test must be commercially available in the United States for use on human specimens and The clinical laboratory or manufacturer that offers the test must request the code. For similar laboratory analyses that fulfill Category I criteria, see codes listed in the numeric 80000 series. When a PLA code is available to report a given proprietary laboratory service, that PLA code takes precedence. The service should not be reported with any other CPT® code(s) and other CPT® code(s) should not be used to report services that may be reported with that specific PLA code. These codes encompass all analytical services required for the analysis (eg, cell lysis, nucleic acid stabilization, extraction, digestion, amplification, hybridization and detection). For molecular analyses, additional procedures that are required prior to cell lysis (eg, microdissection [codes 88380 and 88381]) may be reported separately. Codes in this subsection are released on a quarterly basis to expedite dissemination for reporting. PLA codes will be published electronically on the AMA CPT® website (ama-assn.org/cpt-pla-codes), distributed via CPT® data files on a quarterly basis, and, at a minimum, made available in print annually in the CPT® codebook. See the Introduction section of the CPT® code set for a complete list of the dates of release and implementation. All codes that are included in this section are also included in Appendix O, with the procedure's proprietary name. In order to report a PLA code, the analysis performed must fulfill the code descriptor and must be the test represented by the proprietary name listed in Appendix O. In some instances, the descriptor language of PLA codes may be identical and the code may only be differentiated by the listed proprietary name in Appendix O. When more than one PLA has an identical descriptor, the codes will be denoted by the symbol "â™“." All PLA tests will have assigned codes in the PLA section of the code set. Any PLA coded test(s) that satisfies Category I criteria and has been accepted by the CPT® Editorial Panel will be designated by the addition of the symbol "^" to the existing PLA code and will remain in the PLA section of the code set. If a proprietary test has already been accepted for a Category I code and a code has not been published, subsequent application for a PLA code will take precedence. The code will only be placed in the PLA section. The accuracy of a PLA code is to be maintained by the original applicant, or the current owner of the test kit or laboratory performing the proprietary test. A new PLA code is required when: 1. Additional nucleic acid (DNA or RNA) and/or protein analysis(es) are added to the current PLA test, or 2. The name of the PLA test has changed in association with changes in test performance or test characteristics. The addition or modification of the therapeutic applications of the test require submission of a code change application, but it may not require a new code number. | 0001U-0599U | https://www.aapc.com/codes/cpt-codes/0502U | 2025-10-27T18:56:57.562019Z
0503U | Neurology (Alzheimer disease), beta amyloid (Aβ40, Aβ42, Aβ42/40 ratio) and tau-protein (pTau217, np-tau217, pTau217/np-tau217 ratio), blood, immunoprecipitation with quantitation by liquid chromatography with tandem mass spectrometry (LC-MS/MS), algorithm score reported as likelihood of positive or negative for amyloid plaques | This is a Proprietary Laboratory Analyses (PLA) code, meaning that the code applies to only one unique lab test made by a specific manufacturer or performed by a specific lab. Report 0503U only for PrecivityAD2™ from C2N Diagnostics LLC. This test uses immunoprecipitation and liquid chromatography with tandem mass spectrometry (LC–MS/MS) to measure beta amyloid and tau–protein levels in the blood, providing an algorithm score for the likelihood of amyloid plaques associated with Alzheimer disease. Explanation This code represents PrecivityAD2™ from C2N Diagnostics LLC. For this test, the lab analyst processes a blood sample to measure the levels of beta amyloid (Aβ40, Aβ42, and the Aβ42/40 ratio) and tau–protein (pTau217, np–tau217, and the pTau217/np–tau217 ratio) using immunoprecipitation (a laboratory technique used to isolate and concentrate a specific protein from a sample using an antibody that binds to that protein) followed by quantitation with liquid chromatography with tandem mass spectrometry (LC–MS/MS; an analytical technique that combines the physical separation capabilities of liquid chromatography with the mass analysis capabilities of tandem mass spectrometry to identify and quantify molecules in complex mixtures). The test calculates an algorithm score to determine the likelihood of the presence of amyloid plaques, which are associated with Alzheimer disease. The results help clinicians assess the risk of Alzheimer disease and guide further diagnostic and therapeutic decisions. Tips Use this code only for the appropriate proprietary test. Additional Info “U” codes are included in the CPT® code set to identify specific proprietary laboratory analyses (PLA) tests. PLA codes take precedence over the usual 80000 series codes for laboratory/pathology. Use this code only for the above–described test; do not report this test using any other CPT® code. PLA code descriptors follow existing code conventions when possible, and lab techniques used include multianalyte assays with algorithmic analyses (MAAA) and genomic sequencing procedures (GSP), among others. Read Less | Range Specific Guideline Proprietary laboratory analyses (PLA) codes describe proprietary clinical laboratory analyses and can be either provided by a single ("sole-source") laboratory or licensed or marketed to multiple providing laboratories (eg, cleared or approved by the Food and Drug Administration [FDA]). This subsection includes advanced diagnostic laboratory tests (ADLTs) and clinical diagnostic laboratory tests (CDLTs), as defined under the Protecting Access to Medicare Act (PAMA) of 2014. These analyses may include a range of medical laboratory tests including, but not limited to, multianalyte assays with algorithmic analyses (MAAA) and genomic sequencing procedures (GSP). The descriptor nomenclature follows, where possible, existing code conventions (eg, MAAA, GSP). Unless specifically noted, even though the Proprietary Laboratory Analyses section of the code set is located at the end of the Pathology and Laboratory section of the code set, a PLA code does not fulfill Category I code criteria. PLA codes are not required to fulfill the Category I criteria. The standards for inclusion in the PLA section are: The test must be commercially available in the United States for use on human specimens and The clinical laboratory or manufacturer that offers the test must request the code. For similar laboratory analyses that fulfill Category I criteria, see codes listed in the numeric 80000 series. When a PLA code is available to report a given proprietary laboratory service, that PLA code takes precedence. The service should not be reported with any other CPT® code(s) and other CPT® code(s) should not be used to report services that may be reported with that specific PLA code. These codes encompass all analytical services required for the analysis (eg, cell lysis, nucleic acid stabilization, extraction, digestion, amplification, hybridization and detection). For molecular analyses, additional procedures that are required prior to cell lysis (eg, microdissection [codes 88380 and 88381]) may be reported separately. Codes in this subsection are released on a quarterly basis to expedite dissemination for reporting. PLA codes will be published electronically on the AMA CPT® website (ama-assn.org/cpt-pla-codes), distributed via CPT® data files on a quarterly basis, and, at a minimum, made available in print annually in the CPT® codebook. See the Introduction section of the CPT® code set for a complete list of the dates of release and implementation. All codes that are included in this section are also included in Appendix O, with the procedure's proprietary name. In order to report a PLA code, the analysis performed must fulfill the code descriptor and must be the test represented by the proprietary name listed in Appendix O. In some instances, the descriptor language of PLA codes may be identical and the code may only be differentiated by the listed proprietary name in Appendix O. When more than one PLA has an identical descriptor, the codes will be denoted by the symbol "â™“." All PLA tests will have assigned codes in the PLA section of the code set. Any PLA coded test(s) that satisfies Category I criteria and has been accepted by the CPT® Editorial Panel will be designated by the addition of the symbol "^" to the existing PLA code and will remain in the PLA section of the code set. If a proprietary test has already been accepted for a Category I code and a code has not been published, subsequent application for a PLA code will take precedence. The code will only be placed in the PLA section. The accuracy of a PLA code is to be maintained by the original applicant, or the current owner of the test kit or laboratory performing the proprietary test. A new PLA code is required when: 1. Additional nucleic acid (DNA or RNA) and/or protein analysis(es) are added to the current PLA test, or 2. The name of the PLA test has changed in association with changes in test performance or test characteristics. The addition or modification of the therapeutic applications of the test require submission of a code change application, but it may not require a new code number. | 0001U-0599U | https://www.aapc.com/codes/cpt-codes/0503U | 2025-10-27T18:57:15.570228Z
0504U | Infectious disease (urinary tract infection), identification of 17 pathologic organisms, urine, real-time PCR, reported as positive or negative for each organism | This is a Proprietary Laboratory Analyses (PLA) code, meaning that the code applies to only one unique lab test made by a specific manufacturer or performed by a specific lab. Report 0504U only for Urinary Tract Infection Testing from NxGen MDx LLC. This test uses real–time polymerase chain reaction (PCR) to detect 17 pathogenic organisms in urine samples, providing a report that indicates whether each organism is present or absent. Explanation This code represents Urinary Tract Infection Testing from NxGen MDx LLC. For this test, the lab analyst processes a urine sample to identify the presence of 17 pathogenic organisms using real–time polymerase chain reaction (PCR). Real–time PCR is a laboratory technique used to amplify and simultaneously quantify a targeted DNA molecule, enabling the monitoring of the reaction in real–time. The test detects pathogens commonly associated with urinary tract infections (UTIs). The results are reported as positive or negative for each organism, helping clinicians diagnose UTIs accurately and choose appropriate treatments based on the specific pathogens identified. Tips Use this code only for the appropriate proprietary test. Additional Info “U” codes are included in the CPT® code set to identify specific proprietary laboratory analyses (PLA) tests. PLA codes take precedence over the usual 80000 series codes for laboratory/pathology. Use this code only for the above–described test; do not report this test using any other CPT® code. PLA code descriptors follow existing code conventions when possible, and lab techniques used include multianalyte assays with algorithmic analyses (MAAA) and genomic sequencing procedures (GSP), among others. Read Less | Range Specific Guideline Proprietary laboratory analyses (PLA) codes describe proprietary clinical laboratory analyses and can be either provided by a single ("sole-source") laboratory or licensed or marketed to multiple providing laboratories (eg, cleared or approved by the Food and Drug Administration [FDA]). This subsection includes advanced diagnostic laboratory tests (ADLTs) and clinical diagnostic laboratory tests (CDLTs), as defined under the Protecting Access to Medicare Act (PAMA) of 2014. These analyses may include a range of medical laboratory tests including, but not limited to, multianalyte assays with algorithmic analyses (MAAA) and genomic sequencing procedures (GSP). The descriptor nomenclature follows, where possible, existing code conventions (eg, MAAA, GSP). Unless specifically noted, even though the Proprietary Laboratory Analyses section of the code set is located at the end of the Pathology and Laboratory section of the code set, a PLA code does not fulfill Category I code criteria. PLA codes are not required to fulfill the Category I criteria. The standards for inclusion in the PLA section are: The test must be commercially available in the United States for use on human specimens and The clinical laboratory or manufacturer that offers the test must request the code. For similar laboratory analyses that fulfill Category I criteria, see codes listed in the numeric 80000 series. When a PLA code is available to report a given proprietary laboratory service, that PLA code takes precedence. The service should not be reported with any other CPT® code(s) and other CPT® code(s) should not be used to report services that may be reported with that specific PLA code. These codes encompass all analytical services required for the analysis (eg, cell lysis, nucleic acid stabilization, extraction, digestion, amplification, hybridization and detection). For molecular analyses, additional procedures that are required prior to cell lysis (eg, microdissection [codes 88380 and 88381]) may be reported separately. Codes in this subsection are released on a quarterly basis to expedite dissemination for reporting. PLA codes will be published electronically on the AMA CPT® website (ama-assn.org/cpt-pla-codes), distributed via CPT® data files on a quarterly basis, and, at a minimum, made available in print annually in the CPT® codebook. See the Introduction section of the CPT® code set for a complete list of the dates of release and implementation. All codes that are included in this section are also included in Appendix O, with the procedure's proprietary name. In order to report a PLA code, the analysis performed must fulfill the code descriptor and must be the test represented by the proprietary name listed in Appendix O. In some instances, the descriptor language of PLA codes may be identical and the code may only be differentiated by the listed proprietary name in Appendix O. When more than one PLA has an identical descriptor, the codes will be denoted by the symbol "â™“." All PLA tests will have assigned codes in the PLA section of the code set. Any PLA coded test(s) that satisfies Category I criteria and has been accepted by the CPT® Editorial Panel will be designated by the addition of the symbol "^" to the existing PLA code and will remain in the PLA section of the code set. If a proprietary test has already been accepted for a Category I code and a code has not been published, subsequent application for a PLA code will take precedence. The code will only be placed in the PLA section. The accuracy of a PLA code is to be maintained by the original applicant, or the current owner of the test kit or laboratory performing the proprietary test. A new PLA code is required when: 1. Additional nucleic acid (DNA or RNA) and/or protein analysis(es) are added to the current PLA test, or 2. The name of the PLA test has changed in association with changes in test performance or test characteristics. The addition or modification of the therapeutic applications of the test require submission of a code change application, but it may not require a new code number. | 0001U-0599U | https://www.aapc.com/codes/cpt-codes/0504U | 2025-10-27T18:57:33.403616Z
0505U | Infectious disease (vaginal infection), identification of 32 pathogenic organisms, swab, real-time PCR, reported as positive or negative for each organism | This is a Proprietary Laboratory Analyses (PLA) code, meaning that the code applies to only one unique lab test made by a specific manufacturer or performed by a specific lab. Report 0505U only for Vaginal Infection Testing from NxGen MDx LLC. This test uses real–time polymerase chain reaction (PCR) to detect 32 pathogenic organisms from a vaginal swab, providing results on whether each organism is present or absent. Explanation This code represents Vaginal Infection Testing from NxGen MDx LLC. For this test, the lab analyst processes a vaginal swab to identify the presence of 32 pathogenic organisms using real–time polymerase chain reaction (PCR). This technique amplifies specific DNA sequences of the pathogens, allowing for rapid and accurate detection. The results are reported as positive or negative for each organism, helping clinicians diagnose vaginal infections and select appropriate treatments based on the identified pathogens. Tips Use this code only for the appropriate proprietary test. Additional Info “U” codes are included in the CPT® code set to identify specific proprietary laboratory analyses (PLA) tests. PLA codes take precedence over the usual 80000 series codes for laboratory/pathology. Use this code only for the above–described test; do not report this test using any other CPT® code. PLA code descriptors follow existing code conventions when possible, and lab techniques used include multianalyte assays with algorithmic analyses (MAAA) and genomic sequencing procedures (GSP), among others. Read Less | Range Specific Guideline Proprietary laboratory analyses (PLA) codes describe proprietary clinical laboratory analyses and can be either provided by a single ("sole-source") laboratory or licensed or marketed to multiple providing laboratories (eg, cleared or approved by the Food and Drug Administration [FDA]). This subsection includes advanced diagnostic laboratory tests (ADLTs) and clinical diagnostic laboratory tests (CDLTs), as defined under the Protecting Access to Medicare Act (PAMA) of 2014. These analyses may include a range of medical laboratory tests including, but not limited to, multianalyte assays with algorithmic analyses (MAAA) and genomic sequencing procedures (GSP). The descriptor nomenclature follows, where possible, existing code conventions (eg, MAAA, GSP). Unless specifically noted, even though the Proprietary Laboratory Analyses section of the code set is located at the end of the Pathology and Laboratory section of the code set, a PLA code does not fulfill Category I code criteria. PLA codes are not required to fulfill the Category I criteria. The standards for inclusion in the PLA section are: The test must be commercially available in the United States for use on human specimens and The clinical laboratory or manufacturer that offers the test must request the code. For similar laboratory analyses that fulfill Category I criteria, see codes listed in the numeric 80000 series. When a PLA code is available to report a given proprietary laboratory service, that PLA code takes precedence. The service should not be reported with any other CPT® code(s) and other CPT® code(s) should not be used to report services that may be reported with that specific PLA code. These codes encompass all analytical services required for the analysis (eg, cell lysis, nucleic acid stabilization, extraction, digestion, amplification, hybridization and detection). For molecular analyses, additional procedures that are required prior to cell lysis (eg, microdissection [codes 88380 and 88381]) may be reported separately. Codes in this subsection are released on a quarterly basis to expedite dissemination for reporting. PLA codes will be published electronically on the AMA CPT® website (ama-assn.org/cpt-pla-codes), distributed via CPT® data files on a quarterly basis, and, at a minimum, made available in print annually in the CPT® codebook. See the Introduction section of the CPT® code set for a complete list of the dates of release and implementation. All codes that are included in this section are also included in Appendix O, with the procedure's proprietary name. In order to report a PLA code, the analysis performed must fulfill the code descriptor and must be the test represented by the proprietary name listed in Appendix O. In some instances, the descriptor language of PLA codes may be identical and the code may only be differentiated by the listed proprietary name in Appendix O. When more than one PLA has an identical descriptor, the codes will be denoted by the symbol "â™“." All PLA tests will have assigned codes in the PLA section of the code set. Any PLA coded test(s) that satisfies Category I criteria and has been accepted by the CPT® Editorial Panel will be designated by the addition of the symbol "^" to the existing PLA code and will remain in the PLA section of the code set. If a proprietary test has already been accepted for a Category I code and a code has not been published, subsequent application for a PLA code will take precedence. The code will only be placed in the PLA section. The accuracy of a PLA code is to be maintained by the original applicant, or the current owner of the test kit or laboratory performing the proprietary test. A new PLA code is required when: 1. Additional nucleic acid (DNA or RNA) and/or protein analysis(es) are added to the current PLA test, or 2. The name of the PLA test has changed in association with changes in test performance or test characteristics. The addition or modification of the therapeutic applications of the test require submission of a code change application, but it may not require a new code number. | 0001U-0599U | https://www.aapc.com/codes/cpt-codes/0505U | 2025-10-27T18:57:51.475729Z
0506U | Gastroenterology (Barrett's esophagus), esophageal cells, DNA methylation analysis by next-generation sequencing of at least 89 differentially methylated genomic regions, algorithm reported as likelihood for Barrett's esophagus | This is a Proprietary Laboratory Analyses (PLA) code, meaning that the code applies to only one unique lab test made by a specific manufacturer or performed by a specific lab. Report 0506U only for EndoSign® Barrett’s Esophagus Test from Cyted Health Inc. This test uses next–generation sequencing to analyze DNA methylation patterns in esophageal cells, providing a likelihood score for Barrett's esophagus. Explanation This code represents EndoSign® Barrett’s Esophagus Test from Cyted Health Inc. For this test, the lab analyst processes esophageal cell samples to analyze DNA methylation patterns using next–generation sequencing (NGS). Methylation is a chemical modification of DNA that can affect gene expression. The test examines at least 89 differentially methylated genomic regions to assess the likelihood of Barrett's esophagus, a condition where the esophageal lining changes due to acid reflux. The condition can lead to cancer. The results help clinicians diagnose Barrett’s esophagus and determine appropriate monitoring and treatment strategies. Tips Use this code only for the appropriate proprietary test. Additional Info “U” codes are included in the CPT® code set to identify specific proprietary laboratory analyses (PLA) tests. PLA codes take precedence over the usual 80000 series codes for laboratory/pathology. Use this code only for the above–described test; do not report this test using any other CPT® code. PLA code descriptors follow existing code conventions when possible, and lab techniques used include multianalyte assays with algorithmic analyses (MAAA) and genomic sequencing procedures (GSP), among others. Read Less | Range Specific Guideline Proprietary laboratory analyses (PLA) codes describe proprietary clinical laboratory analyses and can be either provided by a single ("sole-source") laboratory or licensed or marketed to multiple providing laboratories (eg, cleared or approved by the Food and Drug Administration [FDA]). This subsection includes advanced diagnostic laboratory tests (ADLTs) and clinical diagnostic laboratory tests (CDLTs), as defined under the Protecting Access to Medicare Act (PAMA) of 2014. These analyses may include a range of medical laboratory tests including, but not limited to, multianalyte assays with algorithmic analyses (MAAA) and genomic sequencing procedures (GSP). The descriptor nomenclature follows, where possible, existing code conventions (eg, MAAA, GSP). Unless specifically noted, even though the Proprietary Laboratory Analyses section of the code set is located at the end of the Pathology and Laboratory section of the code set, a PLA code does not fulfill Category I code criteria. PLA codes are not required to fulfill the Category I criteria. The standards for inclusion in the PLA section are: The test must be commercially available in the United States for use on human specimens and The clinical laboratory or manufacturer that offers the test must request the code. For similar laboratory analyses that fulfill Category I criteria, see codes listed in the numeric 80000 series. When a PLA code is available to report a given proprietary laboratory service, that PLA code takes precedence. The service should not be reported with any other CPT® code(s) and other CPT® code(s) should not be used to report services that may be reported with that specific PLA code. These codes encompass all analytical services required for the analysis (eg, cell lysis, nucleic acid stabilization, extraction, digestion, amplification, hybridization and detection). For molecular analyses, additional procedures that are required prior to cell lysis (eg, microdissection [codes 88380 and 88381]) may be reported separately. Codes in this subsection are released on a quarterly basis to expedite dissemination for reporting. PLA codes will be published electronically on the AMA CPT® website (ama-assn.org/cpt-pla-codes), distributed via CPT® data files on a quarterly basis, and, at a minimum, made available in print annually in the CPT® codebook. See the Introduction section of the CPT® code set for a complete list of the dates of release and implementation. All codes that are included in this section are also included in Appendix O, with the procedure's proprietary name. In order to report a PLA code, the analysis performed must fulfill the code descriptor and must be the test represented by the proprietary name listed in Appendix O. In some instances, the descriptor language of PLA codes may be identical and the code may only be differentiated by the listed proprietary name in Appendix O. When more than one PLA has an identical descriptor, the codes will be denoted by the symbol "â™“." All PLA tests will have assigned codes in the PLA section of the code set. Any PLA coded test(s) that satisfies Category I criteria and has been accepted by the CPT® Editorial Panel will be designated by the addition of the symbol "^" to the existing PLA code and will remain in the PLA section of the code set. If a proprietary test has already been accepted for a Category I code and a code has not been published, subsequent application for a PLA code will take precedence. The code will only be placed in the PLA section. The accuracy of a PLA code is to be maintained by the original applicant, or the current owner of the test kit or laboratory performing the proprietary test. A new PLA code is required when: 1. Additional nucleic acid (DNA or RNA) and/or protein analysis(es) are added to the current PLA test, or 2. The name of the PLA test has changed in association with changes in test performance or test characteristics. The addition or modification of the therapeutic applications of the test require submission of a code change application, but it may not require a new code number. | 0001U-0599U | https://www.aapc.com/codes/cpt-codes/0506U | 2025-10-27T18:58:09.432159Z
0507U | Oncology (ovarian), DNA, whole-genome sequencing with 5-hydroxymethylcytosine (5hmC) enrichment, using whole blood or plasma, algorithm reported as cancer detected or not detected | This is a Proprietary Laboratory Analyses (PLA) code, meaning that the code applies to only one unique lab test made by a specific manufacturer or performed by a specific lab. Report 0507U only for Avantect Ovarian Cancer Test from ClearNote® Health. This test uses whole–genome sequencing (WGS) with 5–hydroxymethylcytosine (5hmC) enrichment to detect ovarian cancer from blood or plasma samples. The test provides a report on whether cancer is detected or not. Explanation This code represents Avantect Ovarian Cancer Test from ClearNote® Health. For this test, the lab analyst processes whole blood or plasma samples to perform whole–genome sequencing (WGS) with 5–hydroxymethylcytosine (5hmC) enrichment. The 5hmC is a DNA modification associated with gene regulation and can be enriched to enhance cancer detection. The sequencing results are analyzed to identify genomic alterations indicative of ovarian cancer. The test applies an algorithm and provides a report indicating whether ovarian cancer is detected, helping clinicians diagnose and manage ovarian cancer effectively. Tips Use this code only for the appropriate proprietary test. Additional Info “U” codes are included in the CPT® code set to identify specific proprietary laboratory analyses (PLA) tests. PLA codes take precedence over the usual 80000 series codes for laboratory/pathology. Use this code only for the above–described test; do not report this test using any other CPT® code. PLA code descriptors follow existing code conventions when possible, and lab techniques used include multianalyte assays with algorithmic analyses (MAAA) and genomic sequencing procedures (GSP), among others. Read Less | Range Specific Guideline Proprietary laboratory analyses (PLA) codes describe proprietary clinical laboratory analyses and can be either provided by a single ("sole-source") laboratory or licensed or marketed to multiple providing laboratories (eg, cleared or approved by the Food and Drug Administration [FDA]). This subsection includes advanced diagnostic laboratory tests (ADLTs) and clinical diagnostic laboratory tests (CDLTs), as defined under the Protecting Access to Medicare Act (PAMA) of 2014. These analyses may include a range of medical laboratory tests including, but not limited to, multianalyte assays with algorithmic analyses (MAAA) and genomic sequencing procedures (GSP). The descriptor nomenclature follows, where possible, existing code conventions (eg, MAAA, GSP). Unless specifically noted, even though the Proprietary Laboratory Analyses section of the code set is located at the end of the Pathology and Laboratory section of the code set, a PLA code does not fulfill Category I code criteria. PLA codes are not required to fulfill the Category I criteria. The standards for inclusion in the PLA section are: The test must be commercially available in the United States for use on human specimens and The clinical laboratory or manufacturer that offers the test must request the code. For similar laboratory analyses that fulfill Category I criteria, see codes listed in the numeric 80000 series. When a PLA code is available to report a given proprietary laboratory service, that PLA code takes precedence. The service should not be reported with any other CPT® code(s) and other CPT® code(s) should not be used to report services that may be reported with that specific PLA code. These codes encompass all analytical services required for the analysis (eg, cell lysis, nucleic acid stabilization, extraction, digestion, amplification, hybridization and detection). For molecular analyses, additional procedures that are required prior to cell lysis (eg, microdissection [codes 88380 and 88381]) may be reported separately. Codes in this subsection are released on a quarterly basis to expedite dissemination for reporting. PLA codes will be published electronically on the AMA CPT® website (ama-assn.org/cpt-pla-codes), distributed via CPT® data files on a quarterly basis, and, at a minimum, made available in print annually in the CPT® codebook. See the Introduction section of the CPT® code set for a complete list of the dates of release and implementation. All codes that are included in this section are also included in Appendix O, with the procedure's proprietary name. In order to report a PLA code, the analysis performed must fulfill the code descriptor and must be the test represented by the proprietary name listed in Appendix O. In some instances, the descriptor language of PLA codes may be identical and the code may only be differentiated by the listed proprietary name in Appendix O. When more than one PLA has an identical descriptor, the codes will be denoted by the symbol "â™“." All PLA tests will have assigned codes in the PLA section of the code set. Any PLA coded test(s) that satisfies Category I criteria and has been accepted by the CPT® Editorial Panel will be designated by the addition of the symbol "^" to the existing PLA code and will remain in the PLA section of the code set. If a proprietary test has already been accepted for a Category I code and a code has not been published, subsequent application for a PLA code will take precedence. The code will only be placed in the PLA section. The accuracy of a PLA code is to be maintained by the original applicant, or the current owner of the test kit or laboratory performing the proprietary test. A new PLA code is required when: 1. Additional nucleic acid (DNA or RNA) and/or protein analysis(es) are added to the current PLA test, or 2. The name of the PLA test has changed in association with changes in test performance or test characteristics. The addition or modification of the therapeutic applications of the test require submission of a code change application, but it may not require a new code number. | 0001U-0599U | https://www.aapc.com/codes/cpt-codes/0507U | 2025-10-27T18:58:27.480499Z
0508U | Transplantation medicine, quantification of donor-derived cell-free DNA using 40 single-nucleotide polymorphisms (SNPs), plasma, and urine, initial evaluation reported as percentage of donor-derived cell-free DNA with risk for active rejection | This is a Proprietary Laboratory Analyses (PLA) code, meaning that the code applies to only one unique lab test made by a specific manufacturer or performed by a specific lab. Report 0508U only for VitaGraft™ Kidney Baseline + 1st Plasma Test from Oncocyte Corporation. This test quantifies donor–derived cell–free DNA (cfDNA) in plasma and urine samples using 40 single–nucleotide polymorphisms (SNPs) to assess the risk of active rejection in kidney transplant patients. Explanation This code represents VitaGraft™ Kidney Baseline + 1st Plasma Test from Oncocyte Corporation. For this test, the lab analyst processes plasma and urine samples from kidney transplant recipients to quantify donor–derived cell–free DNA (cfDNA) using 40 specific single–nucleotide polymorphisms (SNPs). An increased percentage of donor–derived cfDNA can indicate active rejection of the transplanted kidney. The test results provide a percentage of donor–derived cfDNA and assess the risk of active rejection, aiding clinicians in monitoring and managing patient health following a transplant. Tips Use this code only for the appropriate proprietary test. See 0509U for VitaGraft™ Kidney Subsequent. Additional Info “U” codes are included in the CPT® code set to identify specific proprietary laboratory analyses (PLA) tests. PLA codes take precedence over the usual 80000 series codes for laboratory/pathology. Use this code only for the above–described test; do not report this test using any other CPT® code. PLA code descriptors follow existing code conventions when possible, and lab techniques used include multianalyte assays with algorithmic analyses (MAAA) and genomic sequencing procedures (GSP), among others. Read Less | Range Specific Guideline Proprietary laboratory analyses (PLA) codes describe proprietary clinical laboratory analyses and can be either provided by a single ("sole-source") laboratory or licensed or marketed to multiple providing laboratories (eg, cleared or approved by the Food and Drug Administration [FDA]). This subsection includes advanced diagnostic laboratory tests (ADLTs) and clinical diagnostic laboratory tests (CDLTs), as defined under the Protecting Access to Medicare Act (PAMA) of 2014. These analyses may include a range of medical laboratory tests including, but not limited to, multianalyte assays with algorithmic analyses (MAAA) and genomic sequencing procedures (GSP). The descriptor nomenclature follows, where possible, existing code conventions (eg, MAAA, GSP). Unless specifically noted, even though the Proprietary Laboratory Analyses section of the code set is located at the end of the Pathology and Laboratory section of the code set, a PLA code does not fulfill Category I code criteria. PLA codes are not required to fulfill the Category I criteria. The standards for inclusion in the PLA section are: The test must be commercially available in the United States for use on human specimens and The clinical laboratory or manufacturer that offers the test must request the code. For similar laboratory analyses that fulfill Category I criteria, see codes listed in the numeric 80000 series. When a PLA code is available to report a given proprietary laboratory service, that PLA code takes precedence. The service should not be reported with any other CPT® code(s) and other CPT® code(s) should not be used to report services that may be reported with that specific PLA code. These codes encompass all analytical services required for the analysis (eg, cell lysis, nucleic acid stabilization, extraction, digestion, amplification, hybridization and detection). For molecular analyses, additional procedures that are required prior to cell lysis (eg, microdissection [codes 88380 and 88381]) may be reported separately. Codes in this subsection are released on a quarterly basis to expedite dissemination for reporting. PLA codes will be published electronically on the AMA CPT® website (ama-assn.org/cpt-pla-codes), distributed via CPT® data files on a quarterly basis, and, at a minimum, made available in print annually in the CPT® codebook. See the Introduction section of the CPT® code set for a complete list of the dates of release and implementation. All codes that are included in this section are also included in Appendix O, with the procedure's proprietary name. In order to report a PLA code, the analysis performed must fulfill the code descriptor and must be the test represented by the proprietary name listed in Appendix O. In some instances, the descriptor language of PLA codes may be identical and the code may only be differentiated by the listed proprietary name in Appendix O. When more than one PLA has an identical descriptor, the codes will be denoted by the symbol "â™“." All PLA tests will have assigned codes in the PLA section of the code set. Any PLA coded test(s) that satisfies Category I criteria and has been accepted by the CPT® Editorial Panel will be designated by the addition of the symbol "^" to the existing PLA code and will remain in the PLA section of the code set. If a proprietary test has already been accepted for a Category I code and a code has not been published, subsequent application for a PLA code will take precedence. The code will only be placed in the PLA section. The accuracy of a PLA code is to be maintained by the original applicant, or the current owner of the test kit or laboratory performing the proprietary test. A new PLA code is required when: 1. Additional nucleic acid (DNA or RNA) and/or protein analysis(es) are added to the current PLA test, or 2. The name of the PLA test has changed in association with changes in test performance or test characteristics. The addition or modification of the therapeutic applications of the test require submission of a code change application, but it may not require a new code number. | 0001U-0599U | https://www.aapc.com/codes/cpt-codes/0508U | 2025-10-27T18:58:45.317898Z
0509U | Transplantation medicine, quantification of donor-derived cell-free DNA using up to 12 single-nucleotide polymorphisms (SNPs) previously identified, plasma, reported as percentage of donor-derived cell-free DNA with risk for active rejection | This is a Proprietary Laboratory Analyses (PLA) code, meaning that the code applies to only one unique lab test made by a specific manufacturer or performed by a specific lab. Report 0509U only for VitaGraft™ Kidney Subsequent from Oncocyte Corporation. This test quantifies donor–derived cell–free DNA (cfDNA) in plasma samples using up to 12 previously identified single–nucleotide polymorphisms (SNPs) to assess the risk of active rejection in kidney transplant patients. Explanation This code represents VitaGraft™ Kidney Subsequent from Oncocyte Corporation. For this test, the lab analyst processes a plasma sample from a kidney transplant recipient to quantify donor–derived cell–free DNA (cfDNA) using up to 12 specific single–nucleotide polymorphisms (SNPs) that were previously identified. An increased percentage of donor–derived cfDNA can indicate active rejection of the transplanted kidney. The test results provide a percentage of donor–derived cfDNA and assess the risk of active rejection, aiding clinicians in monitoring and managing patient health over time following a transplant. Tips Use this code only for the appropriate proprietary test. See 0508U for VitaGraft™ Kidney Baseline + 1st Plasma Test. Additional Info “U” codes are included in the CPT® code set to identify specific proprietary laboratory analyses (PLA) tests. PLA codes take precedence over the usual 80000 series codes for laboratory/pathology. Use this code only for the above–described test; do not report this test using any other CPT® code. PLA code descriptors follow existing code conventions when possible, and lab techniques used include multianalyte assays with algorithmic analyses (MAAA) and genomic sequencing procedures (GSP), among others. Read Less | Range Specific Guideline Proprietary laboratory analyses (PLA) codes describe proprietary clinical laboratory analyses and can be either provided by a single ("sole-source") laboratory or licensed or marketed to multiple providing laboratories (eg, cleared or approved by the Food and Drug Administration [FDA]). This subsection includes advanced diagnostic laboratory tests (ADLTs) and clinical diagnostic laboratory tests (CDLTs), as defined under the Protecting Access to Medicare Act (PAMA) of 2014. These analyses may include a range of medical laboratory tests including, but not limited to, multianalyte assays with algorithmic analyses (MAAA) and genomic sequencing procedures (GSP). The descriptor nomenclature follows, where possible, existing code conventions (eg, MAAA, GSP). Unless specifically noted, even though the Proprietary Laboratory Analyses section of the code set is located at the end of the Pathology and Laboratory section of the code set, a PLA code does not fulfill Category I code criteria. PLA codes are not required to fulfill the Category I criteria. The standards for inclusion in the PLA section are: The test must be commercially available in the United States for use on human specimens and The clinical laboratory or manufacturer that offers the test must request the code. For similar laboratory analyses that fulfill Category I criteria, see codes listed in the numeric 80000 series. When a PLA code is available to report a given proprietary laboratory service, that PLA code takes precedence. The service should not be reported with any other CPT® code(s) and other CPT® code(s) should not be used to report services that may be reported with that specific PLA code. These codes encompass all analytical services required for the analysis (eg, cell lysis, nucleic acid stabilization, extraction, digestion, amplification, hybridization and detection). For molecular analyses, additional procedures that are required prior to cell lysis (eg, microdissection [codes 88380 and 88381]) may be reported separately. Codes in this subsection are released on a quarterly basis to expedite dissemination for reporting. PLA codes will be published electronically on the AMA CPT® website (ama-assn.org/cpt-pla-codes), distributed via CPT® data files on a quarterly basis, and, at a minimum, made available in print annually in the CPT® codebook. See the Introduction section of the CPT® code set for a complete list of the dates of release and implementation. All codes that are included in this section are also included in Appendix O, with the procedure's proprietary name. In order to report a PLA code, the analysis performed must fulfill the code descriptor and must be the test represented by the proprietary name listed in Appendix O. In some instances, the descriptor language of PLA codes may be identical and the code may only be differentiated by the listed proprietary name in Appendix O. When more than one PLA has an identical descriptor, the codes will be denoted by the symbol "â™“." All PLA tests will have assigned codes in the PLA section of the code set. Any PLA coded test(s) that satisfies Category I criteria and has been accepted by the CPT® Editorial Panel will be designated by the addition of the symbol "^" to the existing PLA code and will remain in the PLA section of the code set. If a proprietary test has already been accepted for a Category I code and a code has not been published, subsequent application for a PLA code will take precedence. The code will only be placed in the PLA section. The accuracy of a PLA code is to be maintained by the original applicant, or the current owner of the test kit or laboratory performing the proprietary test. A new PLA code is required when: 1. Additional nucleic acid (DNA or RNA) and/or protein analysis(es) are added to the current PLA test, or 2. The name of the PLA test has changed in association with changes in test performance or test characteristics. The addition or modification of the therapeutic applications of the test require submission of a code change application, but it may not require a new code number. | 0001U-0599U | https://www.aapc.com/codes/cpt-codes/0509U | 2025-10-27T18:59:02.773818Z
0510U | Oncology (pancreatic cancer), augmentative algorithmic analysis of 16 genes from previously sequenced RNA whole-transcriptome data, reported as probability of predicted molecular subtype | This is a Proprietary Laboratory Analyses (PLA) code, meaning that the code applies to only one unique lab test made by a specific manufacturer or performed by a specific lab. Report 0510U only for PurIST? from Tempus AI Inc. This test uses algorithmic analysis of 16 genes from previously sequenced RNA whole–transcriptome data to report the probability of different molecular subtypes of pancreatic cancer. Explanation This code represents PurIST? from Tempus AI Inc. For this test, the lab analyst uses previously sequenced RNA whole–transcriptome data to analyze the expression of 16 specific genes associated with pancreatic cancer. The transcriptome refers to the complete set of RNA molecules produced by the genome of an organism. It represents the genes that are actively being expressed in a cell or tissue, providing insight into gene activity and function. The analysis uses an augmentative algorithm to predict the molecular subtypes of pancreatic cancer, which can provide insights into the disease's behavior and guide personalized treatment strategies. The results are reported as the probability of the predicted molecular subtype, aiding clinicians in making informed decisions about patient management. Tips Use this code only for the appropriate proprietary test. Additional Info “U” codes are included in the CPT® code set to identify specific proprietary laboratory analyses (PLA) tests. PLA codes take precedence over the usual 80000 series codes for laboratory/pathology. Use this code only for the above–described test; do not report this test using any other CPT® code. PLA code descriptors follow existing code conventions when possible, and lab techniques used include multianalyte assays with algorithmic analyses (MAAA) and genomic sequencing procedures (GSP), among others. Read Less | Range Specific Guideline Proprietary laboratory analyses (PLA) codes describe proprietary clinical laboratory analyses and can be either provided by a single ("sole-source") laboratory or licensed or marketed to multiple providing laboratories (eg, cleared or approved by the Food and Drug Administration [FDA]). This subsection includes advanced diagnostic laboratory tests (ADLTs) and clinical diagnostic laboratory tests (CDLTs), as defined under the Protecting Access to Medicare Act (PAMA) of 2014. These analyses may include a range of medical laboratory tests including, but not limited to, multianalyte assays with algorithmic analyses (MAAA) and genomic sequencing procedures (GSP). The descriptor nomenclature follows, where possible, existing code conventions (eg, MAAA, GSP). Unless specifically noted, even though the Proprietary Laboratory Analyses section of the code set is located at the end of the Pathology and Laboratory section of the code set, a PLA code does not fulfill Category I code criteria. PLA codes are not required to fulfill the Category I criteria. The standards for inclusion in the PLA section are: The test must be commercially available in the United States for use on human specimens and The clinical laboratory or manufacturer that offers the test must request the code. For similar laboratory analyses that fulfill Category I criteria, see codes listed in the numeric 80000 series. When a PLA code is available to report a given proprietary laboratory service, that PLA code takes precedence. The service should not be reported with any other CPT® code(s) and other CPT® code(s) should not be used to report services that may be reported with that specific PLA code. These codes encompass all analytical services required for the analysis (eg, cell lysis, nucleic acid stabilization, extraction, digestion, amplification, hybridization and detection). For molecular analyses, additional procedures that are required prior to cell lysis (eg, microdissection [codes 88380 and 88381]) may be reported separately. Codes in this subsection are released on a quarterly basis to expedite dissemination for reporting. PLA codes will be published electronically on the AMA CPT® website (ama-assn.org/cpt-pla-codes), distributed via CPT® data files on a quarterly basis, and, at a minimum, made available in print annually in the CPT® codebook. See the Introduction section of the CPT® code set for a complete list of the dates of release and implementation. All codes that are included in this section are also included in Appendix O, with the procedure's proprietary name. In order to report a PLA code, the analysis performed must fulfill the code descriptor and must be the test represented by the proprietary name listed in Appendix O. In some instances, the descriptor language of PLA codes may be identical and the code may only be differentiated by the listed proprietary name in Appendix O. When more than one PLA has an identical descriptor, the codes will be denoted by the symbol "â™“." All PLA tests will have assigned codes in the PLA section of the code set. Any PLA coded test(s) that satisfies Category I criteria and has been accepted by the CPT® Editorial Panel will be designated by the addition of the symbol "^" to the existing PLA code and will remain in the PLA section of the code set. If a proprietary test has already been accepted for a Category I code and a code has not been published, subsequent application for a PLA code will take precedence. The code will only be placed in the PLA section. The accuracy of a PLA code is to be maintained by the original applicant, or the current owner of the test kit or laboratory performing the proprietary test. A new PLA code is required when: 1. Additional nucleic acid (DNA or RNA) and/or protein analysis(es) are added to the current PLA test, or 2. The name of the PLA test has changed in association with changes in test performance or test characteristics. The addition or modification of the therapeutic applications of the test require submission of a code change application, but it may not require a new code number. | 0001U-0599U | https://www.aapc.com/codes/cpt-codes/0510U | 2025-10-27T18:59:21.657027Z
0511U | Oncology (solid tumor), tumor cell culture in 3D microenvironment, 36 or more drug panel, reported as tumor-response prediction for each drug | This is a Proprietary Laboratory Analyses (PLA) code, meaning that the code applies to only one unique lab test made by a specific manufacturer or performed by a specific lab. Report 0511U only for PARIS from Tempus AI Inc. This test uses a 3D microenvironment to culture tumor cells and assess their response to 36 or more drugs, providing predictions for each drug’s effectiveness. Explanation This code represents PARIS from Tempus AI Inc. For this test, the lab analyst cultures tumor cells in a 3D microenvironment, which mimics the conditions inside the human body more accurately than traditional 2D cultures. The cultured cells are then exposed to a panel of 36 or more drugs to test their response. The results provide predictions for how effectively each drug can treat the tumor, helping clinicians personalize treatment plans for cancer patients. Tips Use this code only for the appropriate proprietary test. Additional Info “U” codes are included in the CPT® code set to identify specific proprietary laboratory analyses (PLA) tests. PLA codes take precedence over the usual 80000 series codes for laboratory/pathology. Use this code only for the above–described test; do not report this test using any other CPT® code. PLA code descriptors follow existing code conventions when possible, and lab techniques used include multianalyte assays with algorithmic analyses (MAAA) and genomic sequencing procedures (GSP), among others. Read Less | Range Specific Guideline Proprietary laboratory analyses (PLA) codes describe proprietary clinical laboratory analyses and can be either provided by a single ("sole-source") laboratory or licensed or marketed to multiple providing laboratories (eg, cleared or approved by the Food and Drug Administration [FDA]). This subsection includes advanced diagnostic laboratory tests (ADLTs) and clinical diagnostic laboratory tests (CDLTs), as defined under the Protecting Access to Medicare Act (PAMA) of 2014. These analyses may include a range of medical laboratory tests including, but not limited to, multianalyte assays with algorithmic analyses (MAAA) and genomic sequencing procedures (GSP). The descriptor nomenclature follows, where possible, existing code conventions (eg, MAAA, GSP). Unless specifically noted, even though the Proprietary Laboratory Analyses section of the code set is located at the end of the Pathology and Laboratory section of the code set, a PLA code does not fulfill Category I code criteria. PLA codes are not required to fulfill the Category I criteria. The standards for inclusion in the PLA section are: The test must be commercially available in the United States for use on human specimens and The clinical laboratory or manufacturer that offers the test must request the code. For similar laboratory analyses that fulfill Category I criteria, see codes listed in the numeric 80000 series. When a PLA code is available to report a given proprietary laboratory service, that PLA code takes precedence. The service should not be reported with any other CPT® code(s) and other CPT® code(s) should not be used to report services that may be reported with that specific PLA code. These codes encompass all analytical services required for the analysis (eg, cell lysis, nucleic acid stabilization, extraction, digestion, amplification, hybridization and detection). For molecular analyses, additional procedures that are required prior to cell lysis (eg, microdissection [codes 88380 and 88381]) may be reported separately. Codes in this subsection are released on a quarterly basis to expedite dissemination for reporting. PLA codes will be published electronically on the AMA CPT® website (ama-assn.org/cpt-pla-codes), distributed via CPT® data files on a quarterly basis, and, at a minimum, made available in print annually in the CPT® codebook. See the Introduction section of the CPT® code set for a complete list of the dates of release and implementation. All codes that are included in this section are also included in Appendix O, with the procedure's proprietary name. In order to report a PLA code, the analysis performed must fulfill the code descriptor and must be the test represented by the proprietary name listed in Appendix O. In some instances, the descriptor language of PLA codes may be identical and the code may only be differentiated by the listed proprietary name in Appendix O. When more than one PLA has an identical descriptor, the codes will be denoted by the symbol "â™“." All PLA tests will have assigned codes in the PLA section of the code set. Any PLA coded test(s) that satisfies Category I criteria and has been accepted by the CPT® Editorial Panel will be designated by the addition of the symbol "^" to the existing PLA code and will remain in the PLA section of the code set. If a proprietary test has already been accepted for a Category I code and a code has not been published, subsequent application for a PLA code will take precedence. The code will only be placed in the PLA section. The accuracy of a PLA code is to be maintained by the original applicant, or the current owner of the test kit or laboratory performing the proprietary test. A new PLA code is required when: 1. Additional nucleic acid (DNA or RNA) and/or protein analysis(es) are added to the current PLA test, or 2. The name of the PLA test has changed in association with changes in test performance or test characteristics. The addition or modification of the therapeutic applications of the test require submission of a code change application, but it may not require a new code number. | 0001U-0599U | https://www.aapc.com/codes/cpt-codes/0511U | 2025-10-27T18:59:39.521058Z
0512U | Oncology (prostate), augmentative algorithmic analysis of digitized whole-slide imaging of histologic features for microsatellite instability (MSI) status, formalin-fixed paraffin-embedded (FFPE) tissue, reported as increased or decreased probability of MSI-high (MSI-H) | This is a Proprietary Laboratory Analyses (PLA) code, meaning that the code applies to only one unique lab test made by a specific manufacturer or performed by a specific lab. Report 0512U only for Tempus p–MSI from Tempus AI Inc. This test uses algorithmic analysis of digitized whole–slide imaging to determine the probability of MSI–high (MSI–H) in prostate cancer tissue. MSI–H tumors may be candidates for immunotherapy. Explanation This code represents Tempus p–MSI from Tempus AI Inc. For this test, the lab analyst uses digitized whole–slide imaging of formalin–fixed paraffin–embedded (FFPE) prostate cancer tissue. An algorithm analyzes the histologic features of the tissue to assess microsatellite instability (MSI) status. MSI is a biomarker where small, repeated sections of DNA (called microsatellites) become unstable and change in length. This happens because the cell’s DNA repair system isn’t working properly. The test reports the probability of the tissue being MSI–high (MSI–H), which can influence treatment decisions. MSI–H tumors may be candidates for immunotherapy after further testing. Tips Use this code only for the appropriate proprietary test. Additional Info “U” codes are included in the CPT® code set to identify specific proprietary laboratory analyses (PLA) tests. PLA codes take precedence over the usual 80000 series codes for laboratory/pathology. Use this code only for the above–described test; do not report this test using any other CPT® code. PLA code descriptors follow existing code conventions when possible, and lab techniques used include multianalyte assays with algorithmic analyses (MAAA) and genomic sequencing procedures (GSP), among others. Read Less | Range Specific Guideline Proprietary laboratory analyses (PLA) codes describe proprietary clinical laboratory analyses and can be either provided by a single ("sole-source") laboratory or licensed or marketed to multiple providing laboratories (eg, cleared or approved by the Food and Drug Administration [FDA]). This subsection includes advanced diagnostic laboratory tests (ADLTs) and clinical diagnostic laboratory tests (CDLTs), as defined under the Protecting Access to Medicare Act (PAMA) of 2014. These analyses may include a range of medical laboratory tests including, but not limited to, multianalyte assays with algorithmic analyses (MAAA) and genomic sequencing procedures (GSP). The descriptor nomenclature follows, where possible, existing code conventions (eg, MAAA, GSP). Unless specifically noted, even though the Proprietary Laboratory Analyses section of the code set is located at the end of the Pathology and Laboratory section of the code set, a PLA code does not fulfill Category I code criteria. PLA codes are not required to fulfill the Category I criteria. The standards for inclusion in the PLA section are: The test must be commercially available in the United States for use on human specimens and The clinical laboratory or manufacturer that offers the test must request the code. For similar laboratory analyses that fulfill Category I criteria, see codes listed in the numeric 80000 series. When a PLA code is available to report a given proprietary laboratory service, that PLA code takes precedence. The service should not be reported with any other CPT® code(s) and other CPT® code(s) should not be used to report services that may be reported with that specific PLA code. These codes encompass all analytical services required for the analysis (eg, cell lysis, nucleic acid stabilization, extraction, digestion, amplification, hybridization and detection). For molecular analyses, additional procedures that are required prior to cell lysis (eg, microdissection [codes 88380 and 88381]) may be reported separately. Codes in this subsection are released on a quarterly basis to expedite dissemination for reporting. PLA codes will be published electronically on the AMA CPT® website (ama-assn.org/cpt-pla-codes), distributed via CPT® data files on a quarterly basis, and, at a minimum, made available in print annually in the CPT® codebook. See the Introduction section of the CPT® code set for a complete list of the dates of release and implementation. All codes that are included in this section are also included in Appendix O, with the procedure's proprietary name. In order to report a PLA code, the analysis performed must fulfill the code descriptor and must be the test represented by the proprietary name listed in Appendix O. In some instances, the descriptor language of PLA codes may be identical and the code may only be differentiated by the listed proprietary name in Appendix O. When more than one PLA has an identical descriptor, the codes will be denoted by the symbol "â™“." All PLA tests will have assigned codes in the PLA section of the code set. Any PLA coded test(s) that satisfies Category I criteria and has been accepted by the CPT® Editorial Panel will be designated by the addition of the symbol "^" to the existing PLA code and will remain in the PLA section of the code set. If a proprietary test has already been accepted for a Category I code and a code has not been published, subsequent application for a PLA code will take precedence. The code will only be placed in the PLA section. The accuracy of a PLA code is to be maintained by the original applicant, or the current owner of the test kit or laboratory performing the proprietary test. A new PLA code is required when: 1. Additional nucleic acid (DNA or RNA) and/or protein analysis(es) are added to the current PLA test, or 2. The name of the PLA test has changed in association with changes in test performance or test characteristics. The addition or modification of the therapeutic applications of the test require submission of a code change application, but it may not require a new code number. | 0001U-0599U | https://www.aapc.com/codes/cpt-codes/0512U | 2025-10-27T18:59:57.859160Z
0513U | Oncology (prostate), augmentative algorithmic analysis of digitized whole-slide imaging of histologic features for microsatellite instability (MSI) and homologous recombination deficiency (HRD) status, formalin-fixed paraffin-embedded (FFPE) tissue, reported as increased or decreased probability of each biomarker | This is a Proprietary Laboratory Analyses (PLA) code, meaning that the code applies to only one unique lab test made by a specific manufacturer or performed by a specific lab. Report 0513U only for Tempus p–Prostate from Tempus AI Inc. This test uses algorithmic analysis of digitized whole–slide imaging to determine the probability of microsatellite instability (MSI) and homologous recombination deficiency (HRD) in prostate cancer tissue. Explanation This code represents Tempus p–Prostate from Tempus AI Inc. For this test, the lab analyst uses digitized whole–slide imaging of formalin–fixed paraffin–embedded (FFPE) prostate cancer tissue. An algorithm analyzes the histologic features of the tissue to assess microsatellite instability (MSI) and homologous recombination deficiency (HRD) status. Microsatellite instability is a condition of genetic hypermutability due to defects in the DNA mismatch repair system, while homologous recombination deficiency refers to an impaired ability to repair double–strand DNA breaks. The test reports the probability of the tissue exhibiting MSI and HRD, which can influence treatment decisions and prognosis. Tips Use this code only for the appropriate proprietary test. Additional Info “U” codes are included in the CPT® code set to identify specific proprietary laboratory analyses (PLA) tests. PLA codes take precedence over the usual 80000 series codes for laboratory/pathology. Use this code only for the above–described test; do not report this test using any other CPT® code. PLA code descriptors follow existing code conventions when possible, and lab techniques used include multianalyte assays with algorithmic analyses (MAAA) and genomic sequencing procedures (GSP), among others. Read Less | Range Specific Guideline Proprietary laboratory analyses (PLA) codes describe proprietary clinical laboratory analyses and can be either provided by a single ("sole-source") laboratory or licensed or marketed to multiple providing laboratories (eg, cleared or approved by the Food and Drug Administration [FDA]). This subsection includes advanced diagnostic laboratory tests (ADLTs) and clinical diagnostic laboratory tests (CDLTs), as defined under the Protecting Access to Medicare Act (PAMA) of 2014. These analyses may include a range of medical laboratory tests including, but not limited to, multianalyte assays with algorithmic analyses (MAAA) and genomic sequencing procedures (GSP). The descriptor nomenclature follows, where possible, existing code conventions (eg, MAAA, GSP). Unless specifically noted, even though the Proprietary Laboratory Analyses section of the code set is located at the end of the Pathology and Laboratory section of the code set, a PLA code does not fulfill Category I code criteria. PLA codes are not required to fulfill the Category I criteria. The standards for inclusion in the PLA section are: The test must be commercially available in the United States for use on human specimens and The clinical laboratory or manufacturer that offers the test must request the code. For similar laboratory analyses that fulfill Category I criteria, see codes listed in the numeric 80000 series. When a PLA code is available to report a given proprietary laboratory service, that PLA code takes precedence. The service should not be reported with any other CPT® code(s) and other CPT® code(s) should not be used to report services that may be reported with that specific PLA code. These codes encompass all analytical services required for the analysis (eg, cell lysis, nucleic acid stabilization, extraction, digestion, amplification, hybridization and detection). For molecular analyses, additional procedures that are required prior to cell lysis (eg, microdissection [codes 88380 and 88381]) may be reported separately. Codes in this subsection are released on a quarterly basis to expedite dissemination for reporting. PLA codes will be published electronically on the AMA CPT® website (ama-assn.org/cpt-pla-codes), distributed via CPT® data files on a quarterly basis, and, at a minimum, made available in print annually in the CPT® codebook. See the Introduction section of the CPT® code set for a complete list of the dates of release and implementation. All codes that are included in this section are also included in Appendix O, with the procedure's proprietary name. In order to report a PLA code, the analysis performed must fulfill the code descriptor and must be the test represented by the proprietary name listed in Appendix O. In some instances, the descriptor language of PLA codes may be identical and the code may only be differentiated by the listed proprietary name in Appendix O. When more than one PLA has an identical descriptor, the codes will be denoted by the symbol "â™“." All PLA tests will have assigned codes in the PLA section of the code set. Any PLA coded test(s) that satisfies Category I criteria and has been accepted by the CPT® Editorial Panel will be designated by the addition of the symbol "^" to the existing PLA code and will remain in the PLA section of the code set. If a proprietary test has already been accepted for a Category I code and a code has not been published, subsequent application for a PLA code will take precedence. The code will only be placed in the PLA section. The accuracy of a PLA code is to be maintained by the original applicant, or the current owner of the test kit or laboratory performing the proprietary test. A new PLA code is required when: 1. Additional nucleic acid (DNA or RNA) and/or protein analysis(es) are added to the current PLA test, or 2. The name of the PLA test has changed in association with changes in test performance or test characteristics. The addition or modification of the therapeutic applications of the test require submission of a code change application, but it may not require a new code number. | 0001U-0599U | https://www.aapc.com/codes/cpt-codes/0513U | 2025-10-27T19:00:15.737215Z
0514U | Gastroenterology (irritable bowel disease [IBD]), immunoassay for quantitative determination of adalimumab (ADL) levels in venous serum in patients undergoing adalimumab therapy, results reported as a numerical value as micrograms per milliliter (?g/mL) | This is a Proprietary Laboratory Analyses (PLA) code, meaning that the code applies to only one unique lab test made by a specific manufacturer or performed by a specific lab. Report 0514U only for Procise ADL™ from ProciseDx Inc. This test uses an immunoassay to quantitatively measure adalimumab (ADL) levels in venous serum of patients undergoing adalimumab therapy, reporting results in micrograms per milliliter (µg/mL). Explanation This code represents Procise ADL™ from ProciseDx Inc. For this test, the lab analyst processes venous serum samples from patients undergoing adalimumab therapy. An immunoassay is used to measure the concentration of adalimumab, a medication used to treat inflammatory conditions such as irritable bowel disease (IBD). The results are reported as a numerical value in micrograms per milliliter (µg/mL), helping clinicians monitor and adjust adalimumab therapy for optimal effectiveness. Tips Use this code only for the appropriate proprietary test. Additional Info “U” codes are included in the CPT® code set to identify specific proprietary laboratory analyses (PLA) tests. PLA codes take precedence over the usual 80000 series codes for laboratory/pathology. Use this code only for the above–described test; do not report this test using any other CPT® code. PLA code descriptors follow existing code conventions when possible, and lab techniques used include multianalyte assays with algorithmic analyses (MAAA) and genomic sequencing procedures (GSP), among others. Read Less | Range Specific Guideline Proprietary laboratory analyses (PLA) codes describe proprietary clinical laboratory analyses and can be either provided by a single ("sole-source") laboratory or licensed or marketed to multiple providing laboratories (eg, cleared or approved by the Food and Drug Administration [FDA]). This subsection includes advanced diagnostic laboratory tests (ADLTs) and clinical diagnostic laboratory tests (CDLTs), as defined under the Protecting Access to Medicare Act (PAMA) of 2014. These analyses may include a range of medical laboratory tests including, but not limited to, multianalyte assays with algorithmic analyses (MAAA) and genomic sequencing procedures (GSP). The descriptor nomenclature follows, where possible, existing code conventions (eg, MAAA, GSP). Unless specifically noted, even though the Proprietary Laboratory Analyses section of the code set is located at the end of the Pathology and Laboratory section of the code set, a PLA code does not fulfill Category I code criteria. PLA codes are not required to fulfill the Category I criteria. The standards for inclusion in the PLA section are: The test must be commercially available in the United States for use on human specimens and The clinical laboratory or manufacturer that offers the test must request the code. For similar laboratory analyses that fulfill Category I criteria, see codes listed in the numeric 80000 series. When a PLA code is available to report a given proprietary laboratory service, that PLA code takes precedence. The service should not be reported with any other CPT® code(s) and other CPT® code(s) should not be used to report services that may be reported with that specific PLA code. These codes encompass all analytical services required for the analysis (eg, cell lysis, nucleic acid stabilization, extraction, digestion, amplification, hybridization and detection). For molecular analyses, additional procedures that are required prior to cell lysis (eg, microdissection [codes 88380 and 88381]) may be reported separately. Codes in this subsection are released on a quarterly basis to expedite dissemination for reporting. PLA codes will be published electronically on the AMA CPT® website (ama-assn.org/cpt-pla-codes), distributed via CPT® data files on a quarterly basis, and, at a minimum, made available in print annually in the CPT® codebook. See the Introduction section of the CPT® code set for a complete list of the dates of release and implementation. All codes that are included in this section are also included in Appendix O, with the procedure's proprietary name. In order to report a PLA code, the analysis performed must fulfill the code descriptor and must be the test represented by the proprietary name listed in Appendix O. In some instances, the descriptor language of PLA codes may be identical and the code may only be differentiated by the listed proprietary name in Appendix O. When more than one PLA has an identical descriptor, the codes will be denoted by the symbol "â™“." All PLA tests will have assigned codes in the PLA section of the code set. Any PLA coded test(s) that satisfies Category I criteria and has been accepted by the CPT® Editorial Panel will be designated by the addition of the symbol "^" to the existing PLA code and will remain in the PLA section of the code set. If a proprietary test has already been accepted for a Category I code and a code has not been published, subsequent application for a PLA code will take precedence. The code will only be placed in the PLA section. The accuracy of a PLA code is to be maintained by the original applicant, or the current owner of the test kit or laboratory performing the proprietary test. A new PLA code is required when: 1. Additional nucleic acid (DNA or RNA) and/or protein analysis(es) are added to the current PLA test, or 2. The name of the PLA test has changed in association with changes in test performance or test characteristics. The addition or modification of the therapeutic applications of the test require submission of a code change application, but it may not require a new code number. | 0001U-0599U | https://www.aapc.com/codes/cpt-codes/0514U | 2025-10-27T19:00:34.451440Z
0515U | Gastroenterology (irritable bowel disease [IBD]), immunoassay for quantitative determination of infliximab (IFX) levels in venous serum in patients undergoing infliximab therapy, results reported as a numerical value as micrograms per milliliter (?g/mL) | This is a Proprietary Laboratory Analyses (PLA) code, meaning that the code applies to only one unique lab test made by a specific manufacturer or performed by a specific lab. Report 0515U only for Procise IFX™ from ProciseDx Inc. This test uses an immunoassay to quantitatively measure infliximab (IFX) levels in venous serum of patients undergoing infliximab therapy, reporting results in micrograms per milliliter (µg/mL). Explanation This code represents Procise IFX™ from ProciseDx Inc. For this test, the lab analyst processes venous serum samples from patients undergoing infliximab therapy. An immunoassay is used to measure the concentration of infliximab, a medication used to treat inflammatory conditions such as irritable bowel disease (IBD). The results are reported as a numerical value in micrograms per milliliter (µg/mL), helping clinicians monitor and adjust infliximab therapy for optimal effectiveness. Tips Use this code only for the appropriate proprietary test. Additional Info “U” codes are included in the CPT® code set to identify specific proprietary laboratory analyses (PLA) tests. PLA codes take precedence over the usual 80000 series codes for laboratory/pathology. Use this code only for the above–described test; do not report this test using any other CPT® code. PLA code descriptors follow existing code conventions when possible, and lab techniques used include multianalyte assays with algorithmic analyses (MAAA) and genomic sequencing procedures (GSP), among others. Read Less | Range Specific Guideline Proprietary laboratory analyses (PLA) codes describe proprietary clinical laboratory analyses and can be either provided by a single ("sole-source") laboratory or licensed or marketed to multiple providing laboratories (eg, cleared or approved by the Food and Drug Administration [FDA]). This subsection includes advanced diagnostic laboratory tests (ADLTs) and clinical diagnostic laboratory tests (CDLTs), as defined under the Protecting Access to Medicare Act (PAMA) of 2014. These analyses may include a range of medical laboratory tests including, but not limited to, multianalyte assays with algorithmic analyses (MAAA) and genomic sequencing procedures (GSP). The descriptor nomenclature follows, where possible, existing code conventions (eg, MAAA, GSP). Unless specifically noted, even though the Proprietary Laboratory Analyses section of the code set is located at the end of the Pathology and Laboratory section of the code set, a PLA code does not fulfill Category I code criteria. PLA codes are not required to fulfill the Category I criteria. The standards for inclusion in the PLA section are: The test must be commercially available in the United States for use on human specimens and The clinical laboratory or manufacturer that offers the test must request the code. For similar laboratory analyses that fulfill Category I criteria, see codes listed in the numeric 80000 series. When a PLA code is available to report a given proprietary laboratory service, that PLA code takes precedence. The service should not be reported with any other CPT® code(s) and other CPT® code(s) should not be used to report services that may be reported with that specific PLA code. These codes encompass all analytical services required for the analysis (eg, cell lysis, nucleic acid stabilization, extraction, digestion, amplification, hybridization and detection). For molecular analyses, additional procedures that are required prior to cell lysis (eg, microdissection [codes 88380 and 88381]) may be reported separately. Codes in this subsection are released on a quarterly basis to expedite dissemination for reporting. PLA codes will be published electronically on the AMA CPT® website (ama-assn.org/cpt-pla-codes), distributed via CPT® data files on a quarterly basis, and, at a minimum, made available in print annually in the CPT® codebook. See the Introduction section of the CPT® code set for a complete list of the dates of release and implementation. All codes that are included in this section are also included in Appendix O, with the procedure's proprietary name. In order to report a PLA code, the analysis performed must fulfill the code descriptor and must be the test represented by the proprietary name listed in Appendix O. In some instances, the descriptor language of PLA codes may be identical and the code may only be differentiated by the listed proprietary name in Appendix O. When more than one PLA has an identical descriptor, the codes will be denoted by the symbol "â™“." All PLA tests will have assigned codes in the PLA section of the code set. Any PLA coded test(s) that satisfies Category I criteria and has been accepted by the CPT® Editorial Panel will be designated by the addition of the symbol "^" to the existing PLA code and will remain in the PLA section of the code set. If a proprietary test has already been accepted for a Category I code and a code has not been published, subsequent application for a PLA code will take precedence. The code will only be placed in the PLA section. The accuracy of a PLA code is to be maintained by the original applicant, or the current owner of the test kit or laboratory performing the proprietary test. A new PLA code is required when: 1. Additional nucleic acid (DNA or RNA) and/or protein analysis(es) are added to the current PLA test, or 2. The name of the PLA test has changed in association with changes in test performance or test characteristics. The addition or modification of the therapeutic applications of the test require submission of a code change application, but it may not require a new code number. | 0001U-0599U | https://www.aapc.com/codes/cpt-codes/0515U | 2025-10-27T19:00:52.229527Z
0516U | Drug metabolism, whole blood, pharmacogenomic genotyping of 40 genes and CYP2D6 copy number variant analysis, reported as metabolizer status | This is a Proprietary Laboratory Analyses (PLA) code, meaning that the code applies to only one unique lab test made by a specific manufacturer or performed by a specific lab. Report 0516U only for MyGenVar Pharmacogenomics Test from Geisinger Medical Laboratories. This test uses pharmacogenomic genotyping to analyze 40 genes and CYP2D6 copy number variants in whole blood, reporting the patient’s metabolizer status. Explanation This code represents MyGenVar Pharmacogenomics Test from Geisinger Medical Laboratories. For this test, the lab analyst processes a whole blood sample to perform pharmacogenomic genotyping of 40 genes, including analysis of CYP2D6 copy number variants. Pharmacogenomics studies how genes affect a person’s response to drugs. CYP2D6 is a gene that encodes an enzyme crucial for metabolizing many medications. The test results report the patient’s metabolizer status, indicating how effectively they can process certain drugs. This information helps clinicians personalize medication choices and dosages for safer and more effective treatments. Tips Use this code only for the appropriate proprietary test. Additional Info “U” codes are included in the CPT® code set to identify specific proprietary laboratory analyses (PLA) tests. PLA codes take precedence over the usual 80000 series codes for laboratory/pathology. Use this code only for the above–described test; do not report this test using any other CPT® code. PLA code descriptors follow existing code conventions when possible, and lab techniques used include multianalyte assays with algorithmic analyses (MAAA) and genomic sequencing procedures (GSP), among others. Read Less | Range Specific Guideline Proprietary laboratory analyses (PLA) codes describe proprietary clinical laboratory analyses and can be either provided by a single ("sole-source") laboratory or licensed or marketed to multiple providing laboratories (eg, cleared or approved by the Food and Drug Administration [FDA]). This subsection includes advanced diagnostic laboratory tests (ADLTs) and clinical diagnostic laboratory tests (CDLTs), as defined under the Protecting Access to Medicare Act (PAMA) of 2014. These analyses may include a range of medical laboratory tests including, but not limited to, multianalyte assays with algorithmic analyses (MAAA) and genomic sequencing procedures (GSP). The descriptor nomenclature follows, where possible, existing code conventions (eg, MAAA, GSP). Unless specifically noted, even though the Proprietary Laboratory Analyses section of the code set is located at the end of the Pathology and Laboratory section of the code set, a PLA code does not fulfill Category I code criteria. PLA codes are not required to fulfill the Category I criteria. The standards for inclusion in the PLA section are: The test must be commercially available in the United States for use on human specimens and The clinical laboratory or manufacturer that offers the test must request the code. For similar laboratory analyses that fulfill Category I criteria, see codes listed in the numeric 80000 series. When a PLA code is available to report a given proprietary laboratory service, that PLA code takes precedence. The service should not be reported with any other CPT® code(s) and other CPT® code(s) should not be used to report services that may be reported with that specific PLA code. These codes encompass all analytical services required for the analysis (eg, cell lysis, nucleic acid stabilization, extraction, digestion, amplification, hybridization and detection). For molecular analyses, additional procedures that are required prior to cell lysis (eg, microdissection [codes 88380 and 88381]) may be reported separately. Codes in this subsection are released on a quarterly basis to expedite dissemination for reporting. PLA codes will be published electronically on the AMA CPT® website (ama-assn.org/cpt-pla-codes), distributed via CPT® data files on a quarterly basis, and, at a minimum, made available in print annually in the CPT® codebook. See the Introduction section of the CPT® code set for a complete list of the dates of release and implementation. All codes that are included in this section are also included in Appendix O, with the procedure's proprietary name. In order to report a PLA code, the analysis performed must fulfill the code descriptor and must be the test represented by the proprietary name listed in Appendix O. In some instances, the descriptor language of PLA codes may be identical and the code may only be differentiated by the listed proprietary name in Appendix O. When more than one PLA has an identical descriptor, the codes will be denoted by the symbol "â™“." All PLA tests will have assigned codes in the PLA section of the code set. Any PLA coded test(s) that satisfies Category I criteria and has been accepted by the CPT® Editorial Panel will be designated by the addition of the symbol "^" to the existing PLA code and will remain in the PLA section of the code set. If a proprietary test has already been accepted for a Category I code and a code has not been published, subsequent application for a PLA code will take precedence. The code will only be placed in the PLA section. The accuracy of a PLA code is to be maintained by the original applicant, or the current owner of the test kit or laboratory performing the proprietary test. A new PLA code is required when: 1. Additional nucleic acid (DNA or RNA) and/or protein analysis(es) are added to the current PLA test, or 2. The name of the PLA test has changed in association with changes in test performance or test characteristics. The addition or modification of the therapeutic applications of the test require submission of a code change application, but it may not require a new code number. | 0001U-0599U | https://www.aapc.com/codes/cpt-codes/0516U | 2025-10-27T19:01:10.440709Z
0517U | Therapeutic drug monitoring, 80 or more psychoactive drugs or substances, LC-MS/MS, plasma, qualitative and quantitative therapeutic minimally and maximally effective dose of prescribed and non-prescribed medications | This is a Proprietary Laboratory Analyses (PLA) code, meaning that the code applies to only one unique lab test made by a specific manufacturer or performed by a specific lab. Report 0517U only for PrecisView® CNS from Phenomics Health™ Inc. This test uses liquid chromatography–tandem mass spectrometry (LC–MS/MS) to analyze plasma and measure the levels of 80 or more psychoactive drugs, providing information on the minimally and maximally effective doses of both prescribed and nonprescribed medications. Explanation This code represents PrecisView® CNS from Phenomics Health™ Inc. For this test, the lab analyst processes a plasma sample to measure the levels of 80 or more psychoactive drugs using liquid chromatography–tandem mass spectrometry (LC–MS/MS), an analytical technique that combines liquid chromatography to separate compounds in a sample and tandem mass spectrometry to identify and quantify these compounds with high sensitivity and specificity. Psychoactive drugs affect the central nervous system and can alter mood, behavior, and cognition. The test provides qualitative (identifying the presence of drugs) and quantitative (measuring the amount of drugs) results, indicating the minimally and maximally effective doses of both prescribed and nonprescribed medications. This information helps clinicians optimize drug therapy for patients by revealing the smallest and largest amounts of a medication that produce the desired therapeutic effect without causing significant side effects. Tips Use this code only for the appropriate proprietary test. Additional Info “U” codes are included in the CPT® code set to identify specific proprietary laboratory analyses (PLA) tests. PLA codes take precedence over the usual 80000 series codes for laboratory/pathology. Use this code only for the above–described test; do not report this test using any other CPT® code. PLA code descriptors follow existing code conventions when possible, and lab techniques used include multianalyte assays with algorithmic analyses (MAAA) and genomic sequencing procedures (GSP), among others. Read Less | Range Specific Guideline Proprietary laboratory analyses (PLA) codes describe proprietary clinical laboratory analyses and can be either provided by a single ("sole-source") laboratory or licensed or marketed to multiple providing laboratories (eg, cleared or approved by the Food and Drug Administration [FDA]). This subsection includes advanced diagnostic laboratory tests (ADLTs) and clinical diagnostic laboratory tests (CDLTs), as defined under the Protecting Access to Medicare Act (PAMA) of 2014. These analyses may include a range of medical laboratory tests including, but not limited to, multianalyte assays with algorithmic analyses (MAAA) and genomic sequencing procedures (GSP). The descriptor nomenclature follows, where possible, existing code conventions (eg, MAAA, GSP). Unless specifically noted, even though the Proprietary Laboratory Analyses section of the code set is located at the end of the Pathology and Laboratory section of the code set, a PLA code does not fulfill Category I code criteria. PLA codes are not required to fulfill the Category I criteria. The standards for inclusion in the PLA section are: The test must be commercially available in the United States for use on human specimens and The clinical laboratory or manufacturer that offers the test must request the code. For similar laboratory analyses that fulfill Category I criteria, see codes listed in the numeric 80000 series. When a PLA code is available to report a given proprietary laboratory service, that PLA code takes precedence. The service should not be reported with any other CPT® code(s) and other CPT® code(s) should not be used to report services that may be reported with that specific PLA code. These codes encompass all analytical services required for the analysis (eg, cell lysis, nucleic acid stabilization, extraction, digestion, amplification, hybridization and detection). For molecular analyses, additional procedures that are required prior to cell lysis (eg, microdissection [codes 88380 and 88381]) may be reported separately. Codes in this subsection are released on a quarterly basis to expedite dissemination for reporting. PLA codes will be published electronically on the AMA CPT® website (ama-assn.org/cpt-pla-codes), distributed via CPT® data files on a quarterly basis, and, at a minimum, made available in print annually in the CPT® codebook. See the Introduction section of the CPT® code set for a complete list of the dates of release and implementation. All codes that are included in this section are also included in Appendix O, with the procedure's proprietary name. In order to report a PLA code, the analysis performed must fulfill the code descriptor and must be the test represented by the proprietary name listed in Appendix O. In some instances, the descriptor language of PLA codes may be identical and the code may only be differentiated by the listed proprietary name in Appendix O. When more than one PLA has an identical descriptor, the codes will be denoted by the symbol "â™“." All PLA tests will have assigned codes in the PLA section of the code set. Any PLA coded test(s) that satisfies Category I criteria and has been accepted by the CPT® Editorial Panel will be designated by the addition of the symbol "^" to the existing PLA code and will remain in the PLA section of the code set. If a proprietary test has already been accepted for a Category I code and a code has not been published, subsequent application for a PLA code will take precedence. The code will only be placed in the PLA section. The accuracy of a PLA code is to be maintained by the original applicant, or the current owner of the test kit or laboratory performing the proprietary test. A new PLA code is required when: 1. Additional nucleic acid (DNA or RNA) and/or protein analysis(es) are added to the current PLA test, or 2. The name of the PLA test has changed in association with changes in test performance or test characteristics. The addition or modification of the therapeutic applications of the test require submission of a code change application, but it may not require a new code number. | 0001U-0599U | https://www.aapc.com/codes/cpt-codes/0517U | 2025-10-27T19:01:28.911241Z
0518U | Therapeutic drug monitoring, 90 or more pain and mental health drugs or substances, LC-MS/MS, plasma, qualitative and quantitative therapeutic minimally effective range of prescribed and non-prescribed medications | This is a Proprietary Laboratory Analyses (PLA) code, meaning that the code applies to only one unique lab test made by a specific manufacturer or performed by a specific lab. Report 0518U only for SyncView® Pain from Phenomics Health™ Inc. This test uses liquid chromatography–tandem mass spectrometry (LC–MS/MS) to analyze plasma and measure the levels of 90 or more drugs related to pain and mental health, providing information on the minimally effective doses of both prescribed and nonprescribed medications. Explanation This code represents SyncView® Pain from Phenomics Health™ Inc. For this test, the lab analyst processes a blood plasma sample to measure the levels of 90 or more drugs used to treat pain and mental health conditions. The test uses liquid chromatography–tandem mass spectrometry (LC–MS/MS) ), an analytical technique that combines liquid chromatography to separate compounds in a sample and tandem mass spectrometry to identify and quantify these compounds with high sensitivity and specificity. The test provides qualitative (identifying the presence of drugs) and quantitative (measuring the amount of drugs) results, indicating the minimally effective doses of both prescribed and nonprescribed medications. This information helps clinicians optimize drug therapy for patients dealing with pain and mental health issues. Tips Use this code only for the appropriate proprietary test. Additional Info “U” codes are included in the CPT® code set to identify specific proprietary laboratory analyses (PLA) tests. PLA codes take precedence over the usual 80000 series codes for laboratory/pathology. Use this code only for the above–described test; do not report this test using any other CPT® code. PLA code descriptors follow existing code conventions when possible, and lab techniques used include multianalyte assays with algorithmic analyses (MAAA) and genomic sequencing procedures (GSP), among others. Read Less | Range Specific Guideline Proprietary laboratory analyses (PLA) codes describe proprietary clinical laboratory analyses and can be either provided by a single ("sole-source") laboratory or licensed or marketed to multiple providing laboratories (eg, cleared or approved by the Food and Drug Administration [FDA]). This subsection includes advanced diagnostic laboratory tests (ADLTs) and clinical diagnostic laboratory tests (CDLTs), as defined under the Protecting Access to Medicare Act (PAMA) of 2014. These analyses may include a range of medical laboratory tests including, but not limited to, multianalyte assays with algorithmic analyses (MAAA) and genomic sequencing procedures (GSP). The descriptor nomenclature follows, where possible, existing code conventions (eg, MAAA, GSP). Unless specifically noted, even though the Proprietary Laboratory Analyses section of the code set is located at the end of the Pathology and Laboratory section of the code set, a PLA code does not fulfill Category I code criteria. PLA codes are not required to fulfill the Category I criteria. The standards for inclusion in the PLA section are: The test must be commercially available in the United States for use on human specimens and The clinical laboratory or manufacturer that offers the test must request the code. For similar laboratory analyses that fulfill Category I criteria, see codes listed in the numeric 80000 series. When a PLA code is available to report a given proprietary laboratory service, that PLA code takes precedence. The service should not be reported with any other CPT® code(s) and other CPT® code(s) should not be used to report services that may be reported with that specific PLA code. These codes encompass all analytical services required for the analysis (eg, cell lysis, nucleic acid stabilization, extraction, digestion, amplification, hybridization and detection). For molecular analyses, additional procedures that are required prior to cell lysis (eg, microdissection [codes 88380 and 88381]) may be reported separately. Codes in this subsection are released on a quarterly basis to expedite dissemination for reporting. PLA codes will be published electronically on the AMA CPT® website (ama-assn.org/cpt-pla-codes), distributed via CPT® data files on a quarterly basis, and, at a minimum, made available in print annually in the CPT® codebook. See the Introduction section of the CPT® code set for a complete list of the dates of release and implementation. All codes that are included in this section are also included in Appendix O, with the procedure's proprietary name. In order to report a PLA code, the analysis performed must fulfill the code descriptor and must be the test represented by the proprietary name listed in Appendix O. In some instances, the descriptor language of PLA codes may be identical and the code may only be differentiated by the listed proprietary name in Appendix O. When more than one PLA has an identical descriptor, the codes will be denoted by the symbol "â™“." All PLA tests will have assigned codes in the PLA section of the code set. Any PLA coded test(s) that satisfies Category I criteria and has been accepted by the CPT® Editorial Panel will be designated by the addition of the symbol "^" to the existing PLA code and will remain in the PLA section of the code set. If a proprietary test has already been accepted for a Category I code and a code has not been published, subsequent application for a PLA code will take precedence. The code will only be placed in the PLA section. The accuracy of a PLA code is to be maintained by the original applicant, or the current owner of the test kit or laboratory performing the proprietary test. A new PLA code is required when: 1. Additional nucleic acid (DNA or RNA) and/or protein analysis(es) are added to the current PLA test, or 2. The name of the PLA test has changed in association with changes in test performance or test characteristics. The addition or modification of the therapeutic applications of the test require submission of a code change application, but it may not require a new code number. | 0001U-0599U | https://www.aapc.com/codes/cpt-codes/0518U | 2025-10-27T19:01:46.740020Z
0519U | Therapeutic drug monitoring, medications specific to pain, depression, and anxiety, LC-MS/MS, plasma, 110 or more drugs or substances, qualitative and quantitative therapeutic minimally effective range of prescribed, non-prescribed, and illicit medications in circulation | This is a Proprietary Laboratory Analyses (PLA) code, meaning that the code applies to only one unique lab test made by a specific manufacturer or performed by a specific lab. Report 0519U only for SyncView® PainPlus from Phenomics Health™ Inc. This test uses liquid chromatography–tandem mass spectrometry (LC–MS/MS) to analyze plasma and measure the levels of 110 or more drugs used to treat pain, depression, and anxiety, including prescribed, nonprescribed, and illicit medications, providing information on the minimally effective range of the medications in circulation. Explanation This code represents SyncView® PainPlus from Phenomics Health™ Inc. For this test, the lab analyst processes a blood plasma sample to measure the levels of 110 or more drugs used to treat pain, depression, and anxiety using liquid chromatography–tandem mass spectrometry (LC–MS/MS), an analytical technique that combines liquid chromatography to separate compounds in a sample and tandem mass spectrometry to identify and quantify these compounds with high sensitivity and specificity. The test provides qualitative (identifying the presence of drugs) and quantitative (measuring the amount of drugs) results, including prescribed, nonprescribed, and illicit medications, indicating the minimally effective range of the medications in circulation. This information helps clinicians optimize drug therapy for patients dealing with pain, depression, and anxiety. Tips Use this code only for the appropriate proprietary test. Additional Info “U” codes are included in the CPT® code set to identify specific proprietary laboratory analyses (PLA) tests. PLA codes take precedence over the usual 80000 series codes for laboratory/pathology. Use this code only for the above–described test; do not report this test using any other CPT® code. PLA code descriptors follow existing code conventions when possible, and lab techniques used include multianalyte assays with algorithmic analyses (MAAA) and genomic sequencing procedures (GSP), among others. Read Less | Range Specific Guideline Proprietary laboratory analyses (PLA) codes describe proprietary clinical laboratory analyses and can be either provided by a single ("sole-source") laboratory or licensed or marketed to multiple providing laboratories (eg, cleared or approved by the Food and Drug Administration [FDA]). This subsection includes advanced diagnostic laboratory tests (ADLTs) and clinical diagnostic laboratory tests (CDLTs), as defined under the Protecting Access to Medicare Act (PAMA) of 2014. These analyses may include a range of medical laboratory tests including, but not limited to, multianalyte assays with algorithmic analyses (MAAA) and genomic sequencing procedures (GSP). The descriptor nomenclature follows, where possible, existing code conventions (eg, MAAA, GSP). Unless specifically noted, even though the Proprietary Laboratory Analyses section of the code set is located at the end of the Pathology and Laboratory section of the code set, a PLA code does not fulfill Category I code criteria. PLA codes are not required to fulfill the Category I criteria. The standards for inclusion in the PLA section are: The test must be commercially available in the United States for use on human specimens and The clinical laboratory or manufacturer that offers the test must request the code. For similar laboratory analyses that fulfill Category I criteria, see codes listed in the numeric 80000 series. When a PLA code is available to report a given proprietary laboratory service, that PLA code takes precedence. The service should not be reported with any other CPT® code(s) and other CPT® code(s) should not be used to report services that may be reported with that specific PLA code. These codes encompass all analytical services required for the analysis (eg, cell lysis, nucleic acid stabilization, extraction, digestion, amplification, hybridization and detection). For molecular analyses, additional procedures that are required prior to cell lysis (eg, microdissection [codes 88380 and 88381]) may be reported separately. Codes in this subsection are released on a quarterly basis to expedite dissemination for reporting. PLA codes will be published electronically on the AMA CPT® website (ama-assn.org/cpt-pla-codes), distributed via CPT® data files on a quarterly basis, and, at a minimum, made available in print annually in the CPT® codebook. See the Introduction section of the CPT® code set for a complete list of the dates of release and implementation. All codes that are included in this section are also included in Appendix O, with the procedure's proprietary name. In order to report a PLA code, the analysis performed must fulfill the code descriptor and must be the test represented by the proprietary name listed in Appendix O. In some instances, the descriptor language of PLA codes may be identical and the code may only be differentiated by the listed proprietary name in Appendix O. When more than one PLA has an identical descriptor, the codes will be denoted by the symbol "â™“." All PLA tests will have assigned codes in the PLA section of the code set. Any PLA coded test(s) that satisfies Category I criteria and has been accepted by the CPT® Editorial Panel will be designated by the addition of the symbol "^" to the existing PLA code and will remain in the PLA section of the code set. If a proprietary test has already been accepted for a Category I code and a code has not been published, subsequent application for a PLA code will take precedence. The code will only be placed in the PLA section. The accuracy of a PLA code is to be maintained by the original applicant, or the current owner of the test kit or laboratory performing the proprietary test. A new PLA code is required when: 1. Additional nucleic acid (DNA or RNA) and/or protein analysis(es) are added to the current PLA test, or 2. The name of the PLA test has changed in association with changes in test performance or test characteristics. The addition or modification of the therapeutic applications of the test require submission of a code change application, but it may not require a new code number. | 0001U-0599U | https://www.aapc.com/codes/cpt-codes/0519U | 2025-10-27T19:02:04.485328Z
0520U | Therapeutic drug monitoring, 200 or more drugs or substances, LC-MS/MS, plasma, qualitative and quantitative therapeutic minimally effective range of prescribed and non-prescribed medications | This is a Proprietary Laboratory Analyses (PLA) code, meaning that the code applies to only one unique lab test made by a specific manufacturer or performed by a specific lab. Report 0520U only for SyncView® Rx from Phenomics Health™ Inc. This test uses liquid chromatography–tandem mass spectrometry (LC–MS/MS) to analyze plasma and measure the levels of 200 or more drugs, providing information on the minimally effective doses of both prescribed and nonprescribed medications. Explanation This code represents SyncView® Rx from Phenomics Health™ Inc. For this test, the lab analyst processes a blood plasma sample to measure the levels of 200 or more drugs using liquid chromatography–tandem mass spectrometry (LC–MS/MS), an analytical technique that combines liquid chromatography to separate compounds in a sample and tandem mass spectrometry to identify and quantify these compounds with high sensitivity and specificity. The test provides qualitative (identifying the presence of drugs) and quantitative (measuring the amount of drugs) results, indicating the minimally effective range of both prescribed and nonprescribed medications. This information helps clinicians optimize drug therapy for patients. Tips Use this code only for the appropriate proprietary test. Additional Info “U” codes are included in the CPT® code set to identify specific proprietary laboratory analyses (PLA) tests. PLA codes take precedence over the usual 80000 series codes for laboratory/pathology. Use this code only for the above–described test; do not report this test using any other CPT® code. PLA code descriptors follow existing code conventions when possible, and lab techniques used include multianalyte assays with algorithmic analyses (MAAA) and genomic sequencing procedures (GSP), among others. Read Less | Range Specific Guideline Proprietary laboratory analyses (PLA) codes describe proprietary clinical laboratory analyses and can be either provided by a single ("sole-source") laboratory or licensed or marketed to multiple providing laboratories (eg, cleared or approved by the Food and Drug Administration [FDA]). This subsection includes advanced diagnostic laboratory tests (ADLTs) and clinical diagnostic laboratory tests (CDLTs), as defined under the Protecting Access to Medicare Act (PAMA) of 2014. These analyses may include a range of medical laboratory tests including, but not limited to, multianalyte assays with algorithmic analyses (MAAA) and genomic sequencing procedures (GSP). The descriptor nomenclature follows, where possible, existing code conventions (eg, MAAA, GSP). Unless specifically noted, even though the Proprietary Laboratory Analyses section of the code set is located at the end of the Pathology and Laboratory section of the code set, a PLA code does not fulfill Category I code criteria. PLA codes are not required to fulfill the Category I criteria. The standards for inclusion in the PLA section are: The test must be commercially available in the United States for use on human specimens and The clinical laboratory or manufacturer that offers the test must request the code. For similar laboratory analyses that fulfill Category I criteria, see codes listed in the numeric 80000 series. When a PLA code is available to report a given proprietary laboratory service, that PLA code takes precedence. The service should not be reported with any other CPT® code(s) and other CPT® code(s) should not be used to report services that may be reported with that specific PLA code. These codes encompass all analytical services required for the analysis (eg, cell lysis, nucleic acid stabilization, extraction, digestion, amplification, hybridization and detection). For molecular analyses, additional procedures that are required prior to cell lysis (eg, microdissection [codes 88380 and 88381]) may be reported separately. Codes in this subsection are released on a quarterly basis to expedite dissemination for reporting. PLA codes will be published electronically on the AMA CPT® website (ama-assn.org/cpt-pla-codes), distributed via CPT® data files on a quarterly basis, and, at a minimum, made available in print annually in the CPT® codebook. See the Introduction section of the CPT® code set for a complete list of the dates of release and implementation. All codes that are included in this section are also included in Appendix O, with the procedure's proprietary name. In order to report a PLA code, the analysis performed must fulfill the code descriptor and must be the test represented by the proprietary name listed in Appendix O. In some instances, the descriptor language of PLA codes may be identical and the code may only be differentiated by the listed proprietary name in Appendix O. When more than one PLA has an identical descriptor, the codes will be denoted by the symbol "â™“." All PLA tests will have assigned codes in the PLA section of the code set. Any PLA coded test(s) that satisfies Category I criteria and has been accepted by the CPT® Editorial Panel will be designated by the addition of the symbol "^" to the existing PLA code and will remain in the PLA section of the code set. If a proprietary test has already been accepted for a Category I code and a code has not been published, subsequent application for a PLA code will take precedence. The code will only be placed in the PLA section. The accuracy of a PLA code is to be maintained by the original applicant, or the current owner of the test kit or laboratory performing the proprietary test. A new PLA code is required when: 1. Additional nucleic acid (DNA or RNA) and/or protein analysis(es) are added to the current PLA test, or 2. The name of the PLA test has changed in association with changes in test performance or test characteristics. The addition or modification of the therapeutic applications of the test require submission of a code change application, but it may not require a new code number. | 0001U-0599U | https://www.aapc.com/codes/cpt-codes/0520U | 2025-10-27T19:02:22.440139Z
0521U | Rheumatoid factor IgA and IgM, cyclic citrullinated peptide (CCP) antibodies, and scavenger receptor A (SR-A) by immunoassay, blood | This is a Proprietary Laboratory Analyses (PLA) code, meaning that the code applies to only one unique lab test made by a specific manufacturer or performed by a specific lab. Report 0521U only for Seronegative Rheumatoid Arthritis Panel from KSL Diagnostics–Beutner Laboratories Inc. and KSL Biomedical Inc. This test helps in diagnosing rheumatoid arthritis by measuring levels of rheumatoid factor IgA and IgM, cyclic citrullinated peptide (CCP) antibodies, and scavenger receptor A (SR–A) using immunoassay technology. Explanation This code represents the Seronegative Rheumatoid Arthritis Panel from KSL Diagnostics–Beutner Laboratories Inc. and KSL Biomedical Inc. The lab performs an immunoassay (a test that uses antibodies to detect the presence of specific proteins) on a blood sample to measure rheumatoid factor (RF) antibodies, which are immune system proteins involved in inflammation. Additionally, cyclic citrullinated peptide (CCP) antibodies, which are markers strongly associated with rheumatoid arthritis, and scavenger receptor A (SR–A), a molecule associated with inflammatory responses, are also measured. The test helps to identify cases of rheumatoid arthritis, aiding in diagnosis and disease management decisions. Tips Use this code only for the appropriate proprietary test. Additional Info “U” codes are included in the CPT® code set to identify specific proprietary laboratory analyses (PLA) tests. PLA codes take precedence over the usual 80000 series codes for laboratory/pathology. Use this code only for the above–described test; do not report this test using any other CPT® code. PLA code descriptors follow existing code conventions when possible, and lab techniques used include multianalyte assays with algorithmic analyses (MAAA) and genomic sequencing procedures (GSP), among others. Read Less | Range Specific Guideline Proprietary laboratory analyses (PLA) codes describe proprietary clinical laboratory analyses and can be either provided by a single ("sole-source") laboratory or licensed or marketed to multiple providing laboratories (eg, cleared or approved by the Food and Drug Administration [FDA]). This subsection includes advanced diagnostic laboratory tests (ADLTs) and clinical diagnostic laboratory tests (CDLTs), as defined under the Protecting Access to Medicare Act (PAMA) of 2014. These analyses may include a range of medical laboratory tests including, but not limited to, multianalyte assays with algorithmic analyses (MAAA) and genomic sequencing procedures (GSP). The descriptor nomenclature follows, where possible, existing code conventions (eg, MAAA, GSP). Unless specifically noted, even though the Proprietary Laboratory Analyses section of the code set is located at the end of the Pathology and Laboratory section of the code set, a PLA code does not fulfill Category I code criteria. PLA codes are not required to fulfill the Category I criteria. The standards for inclusion in the PLA section are: The test must be commercially available in the United States for use on human specimens and The clinical laboratory or manufacturer that offers the test must request the code. For similar laboratory analyses that fulfill Category I criteria, see codes listed in the numeric 80000 series. When a PLA code is available to report a given proprietary laboratory service, that PLA code takes precedence. The service should not be reported with any other CPT® code(s) and other CPT® code(s) should not be used to report services that may be reported with that specific PLA code. These codes encompass all analytical services required for the analysis (eg, cell lysis, nucleic acid stabilization, extraction, digestion, amplification, hybridization and detection). For molecular analyses, additional procedures that are required prior to cell lysis (eg, microdissection [codes 88380 and 88381]) may be reported separately. Codes in this subsection are released on a quarterly basis to expedite dissemination for reporting. PLA codes will be published electronically on the AMA CPT® website (ama-assn.org/cpt-pla-codes), distributed via CPT® data files on a quarterly basis, and, at a minimum, made available in print annually in the CPT® codebook. See the Introduction section of the CPT® code set for a complete list of the dates of release and implementation. All codes that are included in this section are also included in Appendix O, with the procedure's proprietary name. In order to report a PLA code, the analysis performed must fulfill the code descriptor and must be the test represented by the proprietary name listed in Appendix O. In some instances, the descriptor language of PLA codes may be identical and the code may only be differentiated by the listed proprietary name in Appendix O. When more than one PLA has an identical descriptor, the codes will be denoted by the symbol "â™“." All PLA tests will have assigned codes in the PLA section of the code set. Any PLA coded test(s) that satisfies Category I criteria and has been accepted by the CPT® Editorial Panel will be designated by the addition of the symbol "^" to the existing PLA code and will remain in the PLA section of the code set. If a proprietary test has already been accepted for a Category I code and a code has not been published, subsequent application for a PLA code will take precedence. The code will only be placed in the PLA section. The accuracy of a PLA code is to be maintained by the original applicant, or the current owner of the test kit or laboratory performing the proprietary test. A new PLA code is required when: 1. Additional nucleic acid (DNA or RNA) and/or protein analysis(es) are added to the current PLA test, or 2. The name of the PLA test has changed in association with changes in test performance or test characteristics. The addition or modification of the therapeutic applications of the test require submission of a code change application, but it may not require a new code number. | 0001U-0599U | https://www.aapc.com/codes/cpt-codes/0521U | 2025-10-27T19:02:41.111355Z
0522U | Carbonic anhydrase VI, parotid specific/secretory protein and salivary protein 1 (SP1), IgG, IgM, and IgA antibodies, chemiluminescence, semiqualitative, blood | This is a Proprietary Laboratory Analyses (PLA) code, meaning that the code applies to only one unique lab test made by a specific manufacturer or performed by a specific lab. Report 0522U only for Tissue Specific Markers for Early Diagnosis of Sjögren’s Disease from KSL Diagnostics Inc. This blood test identifies antibodies to carbonic anhydrase VI, parotid–specific protein, and salivary protein 1 (SP1), using chemiluminescence to assist in early diagnosis of Sjogren’s disease. Explanation This code represents the Tissue Specific Markers for Early Diagnosis of Sjögren’s Disease test from KSL Diagnostics. A blood sample is tested for the presence of three specific antibodies (IgG, IgM, and IgA) against proteins that are linked to Sjögren’s disease: carbonic anhydrase VI, parotid–specific protein, and salivary protein 1 (SP1). These antibodies are measured using a chemiluminescent assay, where light emission is used to detect the presence of antibodies. The early detection of these antibodies helps clinicians diagnose Sjögren’s disease, a disorder affecting the glands that produce saliva and tears, at an earlier stage, potentially improving patient outcomes. As a semiqualitative lab test, this test provides results that are more detailed than purely qualitative tests (which give a simple positive or negative result) but are not as precise as fully quantitative tests (which provide an exact measurement). Tips Use this code only for the appropriate proprietary test. Additional Info “U” codes are included in the CPT® code set to identify specific proprietary laboratory analyses (PLA) tests. PLA codes take precedence over the usual 80000 series codes for laboratory/pathology. Use this code only for the above–described test; do not report this test using any other CPT® code. PLA code descriptors follow existing code conventions when possible, and lab techniques used include multianalyte assays with algorithmic analyses (MAAA) and genomic sequencing procedures (GSP), among others. Read Less | Range Specific Guideline Proprietary laboratory analyses (PLA) codes describe proprietary clinical laboratory analyses and can be either provided by a single ("sole-source") laboratory or licensed or marketed to multiple providing laboratories (eg, cleared or approved by the Food and Drug Administration [FDA]). This subsection includes advanced diagnostic laboratory tests (ADLTs) and clinical diagnostic laboratory tests (CDLTs), as defined under the Protecting Access to Medicare Act (PAMA) of 2014. These analyses may include a range of medical laboratory tests including, but not limited to, multianalyte assays with algorithmic analyses (MAAA) and genomic sequencing procedures (GSP). The descriptor nomenclature follows, where possible, existing code conventions (eg, MAAA, GSP). Unless specifically noted, even though the Proprietary Laboratory Analyses section of the code set is located at the end of the Pathology and Laboratory section of the code set, a PLA code does not fulfill Category I code criteria. PLA codes are not required to fulfill the Category I criteria. The standards for inclusion in the PLA section are: The test must be commercially available in the United States for use on human specimens and The clinical laboratory or manufacturer that offers the test must request the code. For similar laboratory analyses that fulfill Category I criteria, see codes listed in the numeric 80000 series. When a PLA code is available to report a given proprietary laboratory service, that PLA code takes precedence. The service should not be reported with any other CPT® code(s) and other CPT® code(s) should not be used to report services that may be reported with that specific PLA code. These codes encompass all analytical services required for the analysis (eg, cell lysis, nucleic acid stabilization, extraction, digestion, amplification, hybridization and detection). For molecular analyses, additional procedures that are required prior to cell lysis (eg, microdissection [codes 88380 and 88381]) may be reported separately. Codes in this subsection are released on a quarterly basis to expedite dissemination for reporting. PLA codes will be published electronically on the AMA CPT® website (ama-assn.org/cpt-pla-codes), distributed via CPT® data files on a quarterly basis, and, at a minimum, made available in print annually in the CPT® codebook. See the Introduction section of the CPT® code set for a complete list of the dates of release and implementation. All codes that are included in this section are also included in Appendix O, with the procedure's proprietary name. In order to report a PLA code, the analysis performed must fulfill the code descriptor and must be the test represented by the proprietary name listed in Appendix O. In some instances, the descriptor language of PLA codes may be identical and the code may only be differentiated by the listed proprietary name in Appendix O. When more than one PLA has an identical descriptor, the codes will be denoted by the symbol "â™“." All PLA tests will have assigned codes in the PLA section of the code set. Any PLA coded test(s) that satisfies Category I criteria and has been accepted by the CPT® Editorial Panel will be designated by the addition of the symbol "^" to the existing PLA code and will remain in the PLA section of the code set. If a proprietary test has already been accepted for a Category I code and a code has not been published, subsequent application for a PLA code will take precedence. The code will only be placed in the PLA section. The accuracy of a PLA code is to be maintained by the original applicant, or the current owner of the test kit or laboratory performing the proprietary test. A new PLA code is required when: 1. Additional nucleic acid (DNA or RNA) and/or protein analysis(es) are added to the current PLA test, or 2. The name of the PLA test has changed in association with changes in test performance or test characteristics. The addition or modification of the therapeutic applications of the test require submission of a code change application, but it may not require a new code number. | 0001U-0599U | https://www.aapc.com/codes/cpt-codes/0522U | 2025-10-27T19:02:58.964211Z
0523U | Oncology (solid tumor), DNA, qualitative, next-generation sequencing (NGS) of single-nucleotide variants (SNV) and insertion/deletions in 22 genes utilizing formalin-fixed paraffin-embedded tissue, reported as presence or absence of mutation(s), location of mutation(s), nucleotide change, and amino acid change | This is a Proprietary Laboratory Analyses (PLA) code, meaning that the code applies to only one unique lab test made by a specific manufacturer or performed by a specific lab. Report 0523U only for oncoReveal™ CDx from Pillar Biosciences Inc. This test analyzes solid tumor samples to detect single–nucleotide variants and insertions or deletions in 22 genes. Results are reported as mutations with details on their location, nucleotide changes, and amino acid changes. Explanation This code represents oncoReveal™ CDx from Pillar Biosciences Inc. The lab processes formalin–fixed, paraffin–embedded tissue samples from solid tumors to extract DNA. Next–generation sequencing (NGS) is performed to identify single–nucleotide variants (small changes in one DNA base) and insertion/deletion mutations in a set of 22 genes that are commonly altered in cancer. The presence or absence of mutations is reported, along with specific information on where the mutation occurs in the gene, the nucleotide changes (specific changes in the DNA sequence), and any resulting amino acid changes (which can affect the structure and function of proteins). The results help clinicians assess the genetic landscape of a patient’s tumor and inform treatment decisions. Tips Use this code only for the appropriate proprietary test. Additional Info “U” codes are included in the CPT® code set to identify specific proprietary laboratory analyses (PLA) tests. PLA codes take precedence over the usual 80000 series codes for laboratory/pathology. Use this code only for the above–described test; do not report this test using any other CPT® code. PLA code descriptors follow existing code conventions when possible, and lab techniques used include multianalyte assays with algorithmic analyses (MAAA) and genomic sequencing procedures (GSP), among others. Read Less | Range Specific Guideline Proprietary laboratory analyses (PLA) codes describe proprietary clinical laboratory analyses and can be either provided by a single ("sole-source") laboratory or licensed or marketed to multiple providing laboratories (eg, cleared or approved by the Food and Drug Administration [FDA]). This subsection includes advanced diagnostic laboratory tests (ADLTs) and clinical diagnostic laboratory tests (CDLTs), as defined under the Protecting Access to Medicare Act (PAMA) of 2014. These analyses may include a range of medical laboratory tests including, but not limited to, multianalyte assays with algorithmic analyses (MAAA) and genomic sequencing procedures (GSP). The descriptor nomenclature follows, where possible, existing code conventions (eg, MAAA, GSP). Unless specifically noted, even though the Proprietary Laboratory Analyses section of the code set is located at the end of the Pathology and Laboratory section of the code set, a PLA code does not fulfill Category I code criteria. PLA codes are not required to fulfill the Category I criteria. The standards for inclusion in the PLA section are: The test must be commercially available in the United States for use on human specimens and The clinical laboratory or manufacturer that offers the test must request the code. For similar laboratory analyses that fulfill Category I criteria, see codes listed in the numeric 80000 series. When a PLA code is available to report a given proprietary laboratory service, that PLA code takes precedence. The service should not be reported with any other CPT® code(s) and other CPT® code(s) should not be used to report services that may be reported with that specific PLA code. These codes encompass all analytical services required for the analysis (eg, cell lysis, nucleic acid stabilization, extraction, digestion, amplification, hybridization and detection). For molecular analyses, additional procedures that are required prior to cell lysis (eg, microdissection [codes 88380 and 88381]) may be reported separately. Codes in this subsection are released on a quarterly basis to expedite dissemination for reporting. PLA codes will be published electronically on the AMA CPT® website (ama-assn.org/cpt-pla-codes), distributed via CPT® data files on a quarterly basis, and, at a minimum, made available in print annually in the CPT® codebook. See the Introduction section of the CPT® code set for a complete list of the dates of release and implementation. All codes that are included in this section are also included in Appendix O, with the procedure's proprietary name. In order to report a PLA code, the analysis performed must fulfill the code descriptor and must be the test represented by the proprietary name listed in Appendix O. In some instances, the descriptor language of PLA codes may be identical and the code may only be differentiated by the listed proprietary name in Appendix O. When more than one PLA has an identical descriptor, the codes will be denoted by the symbol "â™“." All PLA tests will have assigned codes in the PLA section of the code set. Any PLA coded test(s) that satisfies Category I criteria and has been accepted by the CPT® Editorial Panel will be designated by the addition of the symbol "^" to the existing PLA code and will remain in the PLA section of the code set. If a proprietary test has already been accepted for a Category I code and a code has not been published, subsequent application for a PLA code will take precedence. The code will only be placed in the PLA section. The accuracy of a PLA code is to be maintained by the original applicant, or the current owner of the test kit or laboratory performing the proprietary test. A new PLA code is required when: 1. Additional nucleic acid (DNA or RNA) and/or protein analysis(es) are added to the current PLA test, or 2. The name of the PLA test has changed in association with changes in test performance or test characteristics. The addition or modification of the therapeutic applications of the test require submission of a code change application, but it may not require a new code number. | 0001U-0599U | https://www.aapc.com/codes/cpt-codes/0523U | 2025-10-27T19:03:16.863319Z
0524U | Obstetrics (preeclampsia), sFlt-1/PlGF ratio, immunoassay, utilizing serum or plasma, reported as a value | This is a Proprietary Laboratory Analyses (PLA) code, meaning that the code applies to only one unique lab test made by a specific manufacturer or performed by a specific lab. Report 0524U only for the sFlt–1/PlGF test from Thermo Fisher Scientific. This test analyzes the ratio of soluble fms–like tyrosine kinase–1 (sFlt–1) and placental growth factor (PlGF), which are proteins involved in blood vessel formation, using an immunoassay on a serum or plasma sample to aid in the diagnosis of preeclampsia. Explanation This code represents the sFlt–1/PlGF test from Thermo Fisher Scientific. To perform this test, a blood sample (either serum or plasma) is taken from the patient and analyzed using an immunoassay technique to measure the levels of two proteins, sFlt–1 and PlGF. Soluble fms–like tyrosine kinase–1 (sFlt–1) is a protein that can interfere with the normal development of blood vessels in the placenta, while placental growth factor (PlGF) supports blood vessel growth. An abnormal ratio of these two proteins is associated with preeclampsia, a condition that causes high blood pressure and organ damage during pregnancy. The test helps clinicians assess a patient’s risk for preeclampsia and guide management decisions to prevent complications for both the mother and baby. Tips Use this code only for the appropriate proprietary test. Additional Info “U” codes are included in the CPT® code set to identify specific proprietary laboratory analyses (PLA) tests. PLA codes take precedence over the usual 80000 series codes for laboratory/pathology. Use this code only for the above–described test; do not report this test using any other CPT® code. PLA code descriptors follow existing code conventions when possible, and lab techniques used include multianalyte assays with algorithmic analyses (MAAA) and genomic sequencing procedures (GSP), among others. Read Less | Range Specific Guideline Proprietary laboratory analyses (PLA) codes describe proprietary clinical laboratory analyses and can be either provided by a single ("sole-source") laboratory or licensed or marketed to multiple providing laboratories (eg, cleared or approved by the Food and Drug Administration [FDA]). This subsection includes advanced diagnostic laboratory tests (ADLTs) and clinical diagnostic laboratory tests (CDLTs), as defined under the Protecting Access to Medicare Act (PAMA) of 2014. These analyses may include a range of medical laboratory tests including, but not limited to, multianalyte assays with algorithmic analyses (MAAA) and genomic sequencing procedures (GSP). The descriptor nomenclature follows, where possible, existing code conventions (eg, MAAA, GSP). Unless specifically noted, even though the Proprietary Laboratory Analyses section of the code set is located at the end of the Pathology and Laboratory section of the code set, a PLA code does not fulfill Category I code criteria. PLA codes are not required to fulfill the Category I criteria. The standards for inclusion in the PLA section are: The test must be commercially available in the United States for use on human specimens and The clinical laboratory or manufacturer that offers the test must request the code. For similar laboratory analyses that fulfill Category I criteria, see codes listed in the numeric 80000 series. When a PLA code is available to report a given proprietary laboratory service, that PLA code takes precedence. The service should not be reported with any other CPT® code(s) and other CPT® code(s) should not be used to report services that may be reported with that specific PLA code. These codes encompass all analytical services required for the analysis (eg, cell lysis, nucleic acid stabilization, extraction, digestion, amplification, hybridization and detection). For molecular analyses, additional procedures that are required prior to cell lysis (eg, microdissection [codes 88380 and 88381]) may be reported separately. Codes in this subsection are released on a quarterly basis to expedite dissemination for reporting. PLA codes will be published electronically on the AMA CPT® website (ama-assn.org/cpt-pla-codes), distributed via CPT® data files on a quarterly basis, and, at a minimum, made available in print annually in the CPT® codebook. See the Introduction section of the CPT® code set for a complete list of the dates of release and implementation. All codes that are included in this section are also included in Appendix O, with the procedure's proprietary name. In order to report a PLA code, the analysis performed must fulfill the code descriptor and must be the test represented by the proprietary name listed in Appendix O. In some instances, the descriptor language of PLA codes may be identical and the code may only be differentiated by the listed proprietary name in Appendix O. When more than one PLA has an identical descriptor, the codes will be denoted by the symbol "â™“." All PLA tests will have assigned codes in the PLA section of the code set. Any PLA coded test(s) that satisfies Category I criteria and has been accepted by the CPT® Editorial Panel will be designated by the addition of the symbol "^" to the existing PLA code and will remain in the PLA section of the code set. If a proprietary test has already been accepted for a Category I code and a code has not been published, subsequent application for a PLA code will take precedence. The code will only be placed in the PLA section. The accuracy of a PLA code is to be maintained by the original applicant, or the current owner of the test kit or laboratory performing the proprietary test. A new PLA code is required when: 1. Additional nucleic acid (DNA or RNA) and/or protein analysis(es) are added to the current PLA test, or 2. The name of the PLA test has changed in association with changes in test performance or test characteristics. The addition or modification of the therapeutic applications of the test require submission of a code change application, but it may not require a new code number. | 0001U-0599U | https://www.aapc.com/codes/cpt-codes/0524U | 2025-10-27T19:03:35.056098Z
0525U | Oncology, spheroid cell culture, 11-drug panel (carboplatin, docetaxel, doxorubicin, etoposide, gemcitabine, niraparib, olaparib, paclitaxel, rucaparib, topotecan, veliparib) ovarian, fallopian, or peritoneal response prediction for each drug | This is a Proprietary Laboratory Analyses (PLA) code, meaning that the code applies to only one unique lab test made by a specific manufacturer or performed by a specific lab. Report 0525U only for 3D Predict™ Ovarian from Kiyatec® Inc. This test uses 3D spheroid cell culture technology to evaluate how ovarian, fallopian, or peritoneal cancer cells will respond to a panel of 11 chemotherapeutic drugs, aiding in personalized treatment planning. Explanation This code represents the 3D Predict™ Ovarian test from Kiyatec® Inc. A sample of cancerous tissue from the ovary, fallopian tube, or peritoneum (a thin, protective membrane that lines the abdominal cavity and covers most of the organs within it) is used to grow 3D spheroid cultures (groups of cancer cells that replicate tumor growth in the body). These spheroids are exposed to a panel of 11 chemotherapeutic drugs, including carboplatin, docetaxel, doxorubicin, and others, to predict how the cancer cells will respond to each drug. The test provides clinicians with information about which drugs may be most effective in treating a patient’s specific cancer, allowing for more personalized therapy choices and potentially improving treatment outcomes. Tips Use this code only for the appropriate proprietary test. Additional Info “U” codes are included in the CPT® code set to identify specific proprietary laboratory analyses (PLA) tests. PLA codes take precedence over the usual 80000 series codes for laboratory/pathology. Use this code only for the above–described test; do not report this test using any other CPT® code. PLA code descriptors follow existing code conventions when possible, and lab techniques used include multianalyte assays with algorithmic analyses (MAAA) and genomic sequencing procedures (GSP), among others. Read Less | Range Specific Guideline Proprietary laboratory analyses (PLA) codes describe proprietary clinical laboratory analyses and can be either provided by a single ("sole-source") laboratory or licensed or marketed to multiple providing laboratories (eg, cleared or approved by the Food and Drug Administration [FDA]). This subsection includes advanced diagnostic laboratory tests (ADLTs) and clinical diagnostic laboratory tests (CDLTs), as defined under the Protecting Access to Medicare Act (PAMA) of 2014. These analyses may include a range of medical laboratory tests including, but not limited to, multianalyte assays with algorithmic analyses (MAAA) and genomic sequencing procedures (GSP). The descriptor nomenclature follows, where possible, existing code conventions (eg, MAAA, GSP). Unless specifically noted, even though the Proprietary Laboratory Analyses section of the code set is located at the end of the Pathology and Laboratory section of the code set, a PLA code does not fulfill Category I code criteria. PLA codes are not required to fulfill the Category I criteria. The standards for inclusion in the PLA section are: The test must be commercially available in the United States for use on human specimens and The clinical laboratory or manufacturer that offers the test must request the code. For similar laboratory analyses that fulfill Category I criteria, see codes listed in the numeric 80000 series. When a PLA code is available to report a given proprietary laboratory service, that PLA code takes precedence. The service should not be reported with any other CPT® code(s) and other CPT® code(s) should not be used to report services that may be reported with that specific PLA code. These codes encompass all analytical services required for the analysis (eg, cell lysis, nucleic acid stabilization, extraction, digestion, amplification, hybridization and detection). For molecular analyses, additional procedures that are required prior to cell lysis (eg, microdissection [codes 88380 and 88381]) may be reported separately. Codes in this subsection are released on a quarterly basis to expedite dissemination for reporting. PLA codes will be published electronically on the AMA CPT® website (ama-assn.org/cpt-pla-codes), distributed via CPT® data files on a quarterly basis, and, at a minimum, made available in print annually in the CPT® codebook. See the Introduction section of the CPT® code set for a complete list of the dates of release and implementation. All codes that are included in this section are also included in Appendix O, with the procedure's proprietary name. In order to report a PLA code, the analysis performed must fulfill the code descriptor and must be the test represented by the proprietary name listed in Appendix O. In some instances, the descriptor language of PLA codes may be identical and the code may only be differentiated by the listed proprietary name in Appendix O. When more than one PLA has an identical descriptor, the codes will be denoted by the symbol "â™“." All PLA tests will have assigned codes in the PLA section of the code set. Any PLA coded test(s) that satisfies Category I criteria and has been accepted by the CPT® Editorial Panel will be designated by the addition of the symbol "^" to the existing PLA code and will remain in the PLA section of the code set. If a proprietary test has already been accepted for a Category I code and a code has not been published, subsequent application for a PLA code will take precedence. The code will only be placed in the PLA section. The accuracy of a PLA code is to be maintained by the original applicant, or the current owner of the test kit or laboratory performing the proprietary test. A new PLA code is required when: 1. Additional nucleic acid (DNA or RNA) and/or protein analysis(es) are added to the current PLA test, or 2. The name of the PLA test has changed in association with changes in test performance or test characteristics. The addition or modification of the therapeutic applications of the test require submission of a code change application, but it may not require a new code number. | 0001U-0599U | https://www.aapc.com/codes/cpt-codes/0525U | 2025-10-27T19:03:53.061656Z
0526U | Nephrology (renal transplant), quantification of CXCL10 chemokines, flow cytometry, urine, reported as pg/mL creatinine baseline and monitoring over time | This is a Proprietary Laboratory Analyses (PLA) code, meaning that the code applies to only one unique lab test made by a specific manufacturer or performed by a specific lab. Report 0526U only for the CXCL10 Urine Test from One Lambda™ Inc. This test uses flow cytometry to quantify levels of CXCL10, a chemokine involved in the immune response, in the urine of kidney transplant patients. The result is expressed as pg/mL of creatinine and is monitored over time to assess transplant rejection risk. Explanation This code represents the CXCL10 Urine Test from One Lambda™ Inc. In this test, urine from a renal transplant patient is analyzed using flow cytometry (a technique that counts and analyzes cells and particles by suspending them in a fluid stream). The test measures the concentration of CXCL10, a signaling protein (chemokine) that plays a key role in attracting immune cells to sites of inflammation or injury, which can indicate immune activity against the transplanted kidney. Creatinine levels in the urine are also measured to normalize the CXCL10 results, allowing the test to monitor immune responses over time and help clinicians manage the risk of transplant rejection. Tips Use this code only for the appropriate proprietary test. Additional Info “U” codes are included in the CPT® code set to identify specific proprietary laboratory analyses (PLA) tests. PLA codes take precedence over the usual 80000 series codes for laboratory/pathology. Use this code only for the above–described test; do not report this test using any other CPT® code. PLA code descriptors follow existing code conventions when possible, and lab techniques used include multianalyte assays with algorithmic analyses (MAAA) and genomic sequencing procedures (GSP), among others. Read Less | Range Specific Guideline Proprietary laboratory analyses (PLA) codes describe proprietary clinical laboratory analyses and can be either provided by a single ("sole-source") laboratory or licensed or marketed to multiple providing laboratories (eg, cleared or approved by the Food and Drug Administration [FDA]). This subsection includes advanced diagnostic laboratory tests (ADLTs) and clinical diagnostic laboratory tests (CDLTs), as defined under the Protecting Access to Medicare Act (PAMA) of 2014. These analyses may include a range of medical laboratory tests including, but not limited to, multianalyte assays with algorithmic analyses (MAAA) and genomic sequencing procedures (GSP). The descriptor nomenclature follows, where possible, existing code conventions (eg, MAAA, GSP). Unless specifically noted, even though the Proprietary Laboratory Analyses section of the code set is located at the end of the Pathology and Laboratory section of the code set, a PLA code does not fulfill Category I code criteria. PLA codes are not required to fulfill the Category I criteria. The standards for inclusion in the PLA section are: The test must be commercially available in the United States for use on human specimens and The clinical laboratory or manufacturer that offers the test must request the code. For similar laboratory analyses that fulfill Category I criteria, see codes listed in the numeric 80000 series. When a PLA code is available to report a given proprietary laboratory service, that PLA code takes precedence. The service should not be reported with any other CPT® code(s) and other CPT® code(s) should not be used to report services that may be reported with that specific PLA code. These codes encompass all analytical services required for the analysis (eg, cell lysis, nucleic acid stabilization, extraction, digestion, amplification, hybridization and detection). For molecular analyses, additional procedures that are required prior to cell lysis (eg, microdissection [codes 88380 and 88381]) may be reported separately. Codes in this subsection are released on a quarterly basis to expedite dissemination for reporting. PLA codes will be published electronically on the AMA CPT® website (ama-assn.org/cpt-pla-codes), distributed via CPT® data files on a quarterly basis, and, at a minimum, made available in print annually in the CPT® codebook. See the Introduction section of the CPT® code set for a complete list of the dates of release and implementation. All codes that are included in this section are also included in Appendix O, with the procedure's proprietary name. In order to report a PLA code, the analysis performed must fulfill the code descriptor and must be the test represented by the proprietary name listed in Appendix O. In some instances, the descriptor language of PLA codes may be identical and the code may only be differentiated by the listed proprietary name in Appendix O. When more than one PLA has an identical descriptor, the codes will be denoted by the symbol "â™“." All PLA tests will have assigned codes in the PLA section of the code set. Any PLA coded test(s) that satisfies Category I criteria and has been accepted by the CPT® Editorial Panel will be designated by the addition of the symbol "^" to the existing PLA code and will remain in the PLA section of the code set. If a proprietary test has already been accepted for a Category I code and a code has not been published, subsequent application for a PLA code will take precedence. The code will only be placed in the PLA section. The accuracy of a PLA code is to be maintained by the original applicant, or the current owner of the test kit or laboratory performing the proprietary test. A new PLA code is required when: 1. Additional nucleic acid (DNA or RNA) and/or protein analysis(es) are added to the current PLA test, or 2. The name of the PLA test has changed in association with changes in test performance or test characteristics. The addition or modification of the therapeutic applications of the test require submission of a code change application, but it may not require a new code number. | 0001U-0599U | https://www.aapc.com/codes/cpt-codes/0526U | 2025-10-27T19:04:10.996643Z
0527U | Herpes simplex virus (HSV) types 1 and 2 and Varicella zoster virus (VZV), amplified probe technique, each pathogen reported as detected or not detected | This is a Proprietary Laboratory Analyses (PLA) code, meaning that the code applies to only one unique lab test made by a specific manufacturer or performed by a specific lab. Report 0527U only for the Abbott Alinity™ m HSV 1 & 2 / VZV Assay from Abbott Molecular Inc. This test uses an amplified probe technique to detect herpes simplex virus types 1 and 2 and varicella zoster virus (VZV) in clinical samples, reporting each pathogen as either detected or not detected. Explanation This code represents the Abbott Alinity™ m HSV 1 & 2 / VZV Assay from Abbott Molecular Inc. In this test, lesion specimens are analyzed to detect the genetic material of herpes simplex virus (HSV) types 1 and 2, which cause cold sores and genital herpes, as well as varicella zoster virus (VZV), the virus responsible for chickenpox and shingles. The test uses an amplified probe technique, which amplifies the viral DNA in the sample to detect even small amounts of the virus. The results indicate whether each virus is present or absent, helping clinicians diagnose infections and guide treatment decisions. Tips Use this code only for the appropriate proprietary test. Additional Info “U” codes are included in the CPT® code set to identify specific proprietary laboratory analyses (PLA) tests. PLA codes take precedence over the usual 80000 series codes for laboratory/pathology. Use this code only for the above–described test; do not report this test using any other CPT® code. PLA code descriptors follow existing code conventions when possible, and lab techniques used include multianalyte assays with algorithmic analyses (MAAA) and genomic sequencing procedures (GSP), among others. Read Less | Range Specific Guideline Proprietary laboratory analyses (PLA) codes describe proprietary clinical laboratory analyses and can be either provided by a single ("sole-source") laboratory or licensed or marketed to multiple providing laboratories (eg, cleared or approved by the Food and Drug Administration [FDA]). This subsection includes advanced diagnostic laboratory tests (ADLTs) and clinical diagnostic laboratory tests (CDLTs), as defined under the Protecting Access to Medicare Act (PAMA) of 2014. These analyses may include a range of medical laboratory tests including, but not limited to, multianalyte assays with algorithmic analyses (MAAA) and genomic sequencing procedures (GSP). The descriptor nomenclature follows, where possible, existing code conventions (eg, MAAA, GSP). Unless specifically noted, even though the Proprietary Laboratory Analyses section of the code set is located at the end of the Pathology and Laboratory section of the code set, a PLA code does not fulfill Category I code criteria. PLA codes are not required to fulfill the Category I criteria. The standards for inclusion in the PLA section are: The test must be commercially available in the United States for use on human specimens and The clinical laboratory or manufacturer that offers the test must request the code. For similar laboratory analyses that fulfill Category I criteria, see codes listed in the numeric 80000 series. When a PLA code is available to report a given proprietary laboratory service, that PLA code takes precedence. The service should not be reported with any other CPT® code(s) and other CPT® code(s) should not be used to report services that may be reported with that specific PLA code. These codes encompass all analytical services required for the analysis (eg, cell lysis, nucleic acid stabilization, extraction, digestion, amplification, hybridization and detection). For molecular analyses, additional procedures that are required prior to cell lysis (eg, microdissection [codes 88380 and 88381]) may be reported separately. Codes in this subsection are released on a quarterly basis to expedite dissemination for reporting. PLA codes will be published electronically on the AMA CPT® website (ama-assn.org/cpt-pla-codes), distributed via CPT® data files on a quarterly basis, and, at a minimum, made available in print annually in the CPT® codebook. See the Introduction section of the CPT® code set for a complete list of the dates of release and implementation. All codes that are included in this section are also included in Appendix O, with the procedure's proprietary name. In order to report a PLA code, the analysis performed must fulfill the code descriptor and must be the test represented by the proprietary name listed in Appendix O. In some instances, the descriptor language of PLA codes may be identical and the code may only be differentiated by the listed proprietary name in Appendix O. When more than one PLA has an identical descriptor, the codes will be denoted by the symbol "â™“." All PLA tests will have assigned codes in the PLA section of the code set. Any PLA coded test(s) that satisfies Category I criteria and has been accepted by the CPT® Editorial Panel will be designated by the addition of the symbol "^" to the existing PLA code and will remain in the PLA section of the code set. If a proprietary test has already been accepted for a Category I code and a code has not been published, subsequent application for a PLA code will take precedence. The code will only be placed in the PLA section. The accuracy of a PLA code is to be maintained by the original applicant, or the current owner of the test kit or laboratory performing the proprietary test. A new PLA code is required when: 1. Additional nucleic acid (DNA or RNA) and/or protein analysis(es) are added to the current PLA test, or 2. The name of the PLA test has changed in association with changes in test performance or test characteristics. The addition or modification of the therapeutic applications of the test require submission of a code change application, but it may not require a new code number. | 0001U-0599U | https://www.aapc.com/codes/cpt-codes/0527U | 2025-10-27T19:04:29.105033Z
0528U | Lower respiratory tract infectious agent detection, 18 bacteria, 8 viruses, and 7 antimicrobial-resistance genes, amplified probe technique, including reverse transcription for RNA targets, each analyte reported as detected or not detected with semiquantitative results for 15 bacteria | This is a Proprietary Laboratory Analyses (PLA) code, meaning that the code applies to only one unique lab test made by a specific manufacturer or performed by a specific lab. Report 0528U only for the BioFire® FilmArray® Pneumonia (PN) Panel from bioMérieux. This test uses an amplified probe technique to detect bacteria, viruses, and antimicrobial–resistance genes in samples from the lower respiratory tract, including reverse transcription to identify RNA targets. The test reports whether each pathogen is detected or not, with semiquantitative results for certain bacteria. Explanation This code represents the BioFire® FilmArray® Pneumonia (PN) Panel from bioMérieux. The lab analyst uses respiratory samples, such as sputum or bronchoalveolar lavage fluid, from a patient suspected of having pneumonia or another lower respiratory tract infection. The samples are analyzed using an amplified probe technique, which amplifies the genetic material of potential pathogens (bacteria and viruses) to detect their presence. The test identifies 18 types of bacteria, eight viruses, and seven genes linked to antimicrobial resistance, providing semiquantitative results (showing relative abundance) for 15 bacteria. Clinicians use this information to diagnose infections and select appropriate treatments, especially in cases of pneumonia. Tips Use this code only for the appropriate proprietary test. Additional Info “U” codes are included in the CPT® code set to identify specific proprietary laboratory analyses (PLA) tests. PLA codes take precedence over the usual 80000 series codes for laboratory/pathology. Use this code only for the above–described test; do not report this test using any other CPT® code. PLA code descriptors follow existing code conventions when possible, and lab techniques used include multianalyte assays with algorithmic analyses (MAAA) and genomic sequencing procedures (GSP), among others. Read Less | Range Specific Guideline Proprietary laboratory analyses (PLA) codes describe proprietary clinical laboratory analyses and can be either provided by a single ("sole-source") laboratory or licensed or marketed to multiple providing laboratories (eg, cleared or approved by the Food and Drug Administration [FDA]). This subsection includes advanced diagnostic laboratory tests (ADLTs) and clinical diagnostic laboratory tests (CDLTs), as defined under the Protecting Access to Medicare Act (PAMA) of 2014. These analyses may include a range of medical laboratory tests including, but not limited to, multianalyte assays with algorithmic analyses (MAAA) and genomic sequencing procedures (GSP). The descriptor nomenclature follows, where possible, existing code conventions (eg, MAAA, GSP). Unless specifically noted, even though the Proprietary Laboratory Analyses section of the code set is located at the end of the Pathology and Laboratory section of the code set, a PLA code does not fulfill Category I code criteria. PLA codes are not required to fulfill the Category I criteria. The standards for inclusion in the PLA section are: The test must be commercially available in the United States for use on human specimens and The clinical laboratory or manufacturer that offers the test must request the code. For similar laboratory analyses that fulfill Category I criteria, see codes listed in the numeric 80000 series. When a PLA code is available to report a given proprietary laboratory service, that PLA code takes precedence. The service should not be reported with any other CPT® code(s) and other CPT® code(s) should not be used to report services that may be reported with that specific PLA code. These codes encompass all analytical services required for the analysis (eg, cell lysis, nucleic acid stabilization, extraction, digestion, amplification, hybridization and detection). For molecular analyses, additional procedures that are required prior to cell lysis (eg, microdissection [codes 88380 and 88381]) may be reported separately. Codes in this subsection are released on a quarterly basis to expedite dissemination for reporting. PLA codes will be published electronically on the AMA CPT® website (ama-assn.org/cpt-pla-codes), distributed via CPT® data files on a quarterly basis, and, at a minimum, made available in print annually in the CPT® codebook. See the Introduction section of the CPT® code set for a complete list of the dates of release and implementation. All codes that are included in this section are also included in Appendix O, with the procedure's proprietary name. In order to report a PLA code, the analysis performed must fulfill the code descriptor and must be the test represented by the proprietary name listed in Appendix O. In some instances, the descriptor language of PLA codes may be identical and the code may only be differentiated by the listed proprietary name in Appendix O. When more than one PLA has an identical descriptor, the codes will be denoted by the symbol "â™“." All PLA tests will have assigned codes in the PLA section of the code set. Any PLA coded test(s) that satisfies Category I criteria and has been accepted by the CPT® Editorial Panel will be designated by the addition of the symbol "^" to the existing PLA code and will remain in the PLA section of the code set. If a proprietary test has already been accepted for a Category I code and a code has not been published, subsequent application for a PLA code will take precedence. The code will only be placed in the PLA section. The accuracy of a PLA code is to be maintained by the original applicant, or the current owner of the test kit or laboratory performing the proprietary test. A new PLA code is required when: 1. Additional nucleic acid (DNA or RNA) and/or protein analysis(es) are added to the current PLA test, or 2. The name of the PLA test has changed in association with changes in test performance or test characteristics. The addition or modification of the therapeutic applications of the test require submission of a code change application, but it may not require a new code number. | 0001U-0599U | https://www.aapc.com/codes/cpt-codes/0528U | 2025-10-27T19:04:47.050399Z
0529U | Hematology (venous thromboembolism [VTE]), genome-wide single-nucleotide polymorphism variants, including F2 and F5 gene analysis, and Leiden variant, by microarray analysis, saliva, report as risk score for VTE | This is a Proprietary Laboratory Analyses (PLA) code, meaning that the code applies to only one unique lab test made by a specific manufacturer or performed by a specific lab. Report 0529U only for the Lifetime Genomics Risk Assessment, VTE, from GenomicMD Inc. This test analyzes genome–wide single–nucleotide polymorphisms (small genetic changes) and includes specific analysis of the F2 and F5 genes, including the Leiden variant, to determine a person’s genetic risk of venous thromboembolism (VTE). Explanation This code represents the Lifetime Genomics Risk Assessment, VTE, from GenomicMD Inc. In this test, a lab analyst uses a saliva sample collected from a patient and extracts DNA for analysis. The test evaluates genome–wide single–nucleotide polymorphisms (SNPs), which are small changes in a person’s DNA sequence that may affect health. In particular, the test looks for mutations in the F2 and F5 genes, which are known to increase the risk of blood clots forming in veins (venous thromboembolism). The test also specifically checks for the Leiden variant in the F5 gene, which is a common cause of inherited clotting disorders. The results are compiled into a risk score, helping clinicians assess the likelihood of a patient developing VTE and guiding preventive measures. Tips Use this code only for the appropriate proprietary test. Additional Info “U” codes are included in the CPT® code set to identify specific proprietary laboratory analyses (PLA) tests. PLA codes take precedence over the usual 80000 series codes for laboratory/pathology. Use this code only for the above–described test; do not report this test using any other CPT® code. PLA code descriptors follow existing code conventions when possible, and lab techniques used include multianalyte assays with algorithmic analyses (MAAA) and genomic sequencing procedures (GSP), among others. Read Less | Range Specific Guideline Proprietary laboratory analyses (PLA) codes describe proprietary clinical laboratory analyses and can be either provided by a single ("sole-source") laboratory or licensed or marketed to multiple providing laboratories (eg, cleared or approved by the Food and Drug Administration [FDA]). This subsection includes advanced diagnostic laboratory tests (ADLTs) and clinical diagnostic laboratory tests (CDLTs), as defined under the Protecting Access to Medicare Act (PAMA) of 2014. These analyses may include a range of medical laboratory tests including, but not limited to, multianalyte assays with algorithmic analyses (MAAA) and genomic sequencing procedures (GSP). The descriptor nomenclature follows, where possible, existing code conventions (eg, MAAA, GSP). Unless specifically noted, even though the Proprietary Laboratory Analyses section of the code set is located at the end of the Pathology and Laboratory section of the code set, a PLA code does not fulfill Category I code criteria. PLA codes are not required to fulfill the Category I criteria. The standards for inclusion in the PLA section are: The test must be commercially available in the United States for use on human specimens and The clinical laboratory or manufacturer that offers the test must request the code. For similar laboratory analyses that fulfill Category I criteria, see codes listed in the numeric 80000 series. When a PLA code is available to report a given proprietary laboratory service, that PLA code takes precedence. The service should not be reported with any other CPT® code(s) and other CPT® code(s) should not be used to report services that may be reported with that specific PLA code. These codes encompass all analytical services required for the analysis (eg, cell lysis, nucleic acid stabilization, extraction, digestion, amplification, hybridization and detection). For molecular analyses, additional procedures that are required prior to cell lysis (eg, microdissection [codes 88380 and 88381]) may be reported separately. Codes in this subsection are released on a quarterly basis to expedite dissemination for reporting. PLA codes will be published electronically on the AMA CPT® website (ama-assn.org/cpt-pla-codes), distributed via CPT® data files on a quarterly basis, and, at a minimum, made available in print annually in the CPT® codebook. See the Introduction section of the CPT® code set for a complete list of the dates of release and implementation. All codes that are included in this section are also included in Appendix O, with the procedure's proprietary name. In order to report a PLA code, the analysis performed must fulfill the code descriptor and must be the test represented by the proprietary name listed in Appendix O. In some instances, the descriptor language of PLA codes may be identical and the code may only be differentiated by the listed proprietary name in Appendix O. When more than one PLA has an identical descriptor, the codes will be denoted by the symbol "â™“." All PLA tests will have assigned codes in the PLA section of the code set. Any PLA coded test(s) that satisfies Category I criteria and has been accepted by the CPT® Editorial Panel will be designated by the addition of the symbol "^" to the existing PLA code and will remain in the PLA section of the code set. If a proprietary test has already been accepted for a Category I code and a code has not been published, subsequent application for a PLA code will take precedence. The code will only be placed in the PLA section. The accuracy of a PLA code is to be maintained by the original applicant, or the current owner of the test kit or laboratory performing the proprietary test. A new PLA code is required when: 1. Additional nucleic acid (DNA or RNA) and/or protein analysis(es) are added to the current PLA test, or 2. The name of the PLA test has changed in association with changes in test performance or test characteristics. The addition or modification of the therapeutic applications of the test require submission of a code change application, but it may not require a new code number. | 0001U-0599U | https://www.aapc.com/codes/cpt-codes/0529U | 2025-10-27T19:05:04.809189Z
0530U | Oncology (pan-solid tumor), ctDNA, utilizing plasma, next-generation sequencing (NGS) of 77 genes, 8 fusions, microsatellite instability, and tumor mutation burden, interpretative report for single-nucleotide variants, copy-number alterations, with therapy association | This is a Proprietary Laboratory Analyses (PLA) code, meaning that the code applies to only one unique lab test made by a specific manufacturer or performed by a specific lab. Report 0530U only for LiquidHallmark® from Lucence Health Inc. This test analyzes circulating tumor DNA (ctDNA) in plasma using next–generation sequencing (NGS) to detect mutations in 77 genes, identify eight gene fusions, and assess microsatellite instability and tumor mutation burden, providing an interpretive report with therapy recommendations. Explanation This code represents the LiquidHallmark® test from Lucence Health Inc. The lab analyst uses a plasma sample (the liquid part of the blood) and extracts circulating tumor DNA (ctDNA), which are small fragments of DNA shed by tumors into the bloodstream. The test uses next–generation sequencing (NGS) to examine 77 genes for single–nucleotide variants (small genetic changes), as well as identify gene fusions (rearrangements of DNA that may promote cancer). The test also measures microsatellite instability (a marker of DNA repair defects) and calculates tumor mutation burden (a measure of the total number of mutations in a tumor’s DNA). The results are compiled into a report that provides specific therapy recommendations based on the genetic profile of the tumor, helping clinicians choose personalized cancer treatments for the patient. Tips Use this code only for the appropriate proprietary test. Additional Info “U” codes are included in the CPT® code set to identify specific proprietary laboratory analyses (PLA) tests. PLA codes take precedence over the usual 80000 series codes for laboratory/pathology. Use this code only for the above–described test; do not report this test using any other CPT® code. PLA code descriptors follow existing code conventions when possible, and lab techniques used include multianalyte assays with algorithmic analyses (MAAA) and genomic sequencing procedures (GSP), among others. Read Less | Range Specific Guideline Proprietary laboratory analyses (PLA) codes describe proprietary clinical laboratory analyses and can be either provided by a single ("sole-source") laboratory or licensed or marketed to multiple providing laboratories (eg, cleared or approved by the Food and Drug Administration [FDA]). This subsection includes advanced diagnostic laboratory tests (ADLTs) and clinical diagnostic laboratory tests (CDLTs), as defined under the Protecting Access to Medicare Act (PAMA) of 2014. These analyses may include a range of medical laboratory tests including, but not limited to, multianalyte assays with algorithmic analyses (MAAA) and genomic sequencing procedures (GSP). The descriptor nomenclature follows, where possible, existing code conventions (eg, MAAA, GSP). Unless specifically noted, even though the Proprietary Laboratory Analyses section of the code set is located at the end of the Pathology and Laboratory section of the code set, a PLA code does not fulfill Category I code criteria. PLA codes are not required to fulfill the Category I criteria. The standards for inclusion in the PLA section are: The test must be commercially available in the United States for use on human specimens and The clinical laboratory or manufacturer that offers the test must request the code. For similar laboratory analyses that fulfill Category I criteria, see codes listed in the numeric 80000 series. When a PLA code is available to report a given proprietary laboratory service, that PLA code takes precedence. The service should not be reported with any other CPT® code(s) and other CPT® code(s) should not be used to report services that may be reported with that specific PLA code. These codes encompass all analytical services required for the analysis (eg, cell lysis, nucleic acid stabilization, extraction, digestion, amplification, hybridization and detection). For molecular analyses, additional procedures that are required prior to cell lysis (eg, microdissection [codes 88380 and 88381]) may be reported separately. Codes in this subsection are released on a quarterly basis to expedite dissemination for reporting. PLA codes will be published electronically on the AMA CPT® website (ama-assn.org/cpt-pla-codes), distributed via CPT® data files on a quarterly basis, and, at a minimum, made available in print annually in the CPT® codebook. See the Introduction section of the CPT® code set for a complete list of the dates of release and implementation. All codes that are included in this section are also included in Appendix O, with the procedure's proprietary name. In order to report a PLA code, the analysis performed must fulfill the code descriptor and must be the test represented by the proprietary name listed in Appendix O. In some instances, the descriptor language of PLA codes may be identical and the code may only be differentiated by the listed proprietary name in Appendix O. When more than one PLA has an identical descriptor, the codes will be denoted by the symbol "â™“." All PLA tests will have assigned codes in the PLA section of the code set. Any PLA coded test(s) that satisfies Category I criteria and has been accepted by the CPT® Editorial Panel will be designated by the addition of the symbol "^" to the existing PLA code and will remain in the PLA section of the code set. If a proprietary test has already been accepted for a Category I code and a code has not been published, subsequent application for a PLA code will take precedence. The code will only be placed in the PLA section. The accuracy of a PLA code is to be maintained by the original applicant, or the current owner of the test kit or laboratory performing the proprietary test. A new PLA code is required when: 1. Additional nucleic acid (DNA or RNA) and/or protein analysis(es) are added to the current PLA test, or 2. The name of the PLA test has changed in association with changes in test performance or test characteristics. The addition or modification of the therapeutic applications of the test require submission of a code change application, but it may not require a new code number. | 0001U-0599U | https://www.aapc.com/codes/cpt-codes/0530U | 2025-10-27T19:05:23.434892Z
0531U | Infectious disease (acid-fast bacteria and invasive fungi), DNA (673 organisms), next-generation sequencing, plasma | This is a Proprietary Laboratory Analyses (PLA) code, meaning that the code applies to only one unique lab test made by a specific manufacturer or performed by a specific lab. Report 0531U only for NeXGen™ Fungal/AFB NGS Assay from Eurofins Viracor LLC. This test detects and identifies DNA from 673 acid–fast bacteria and invasive fungi using next–generation sequencing (NGS) technology. It is performed on plasma samples and provides detailed identification of pathogens, aiding in the diagnosis and management of infectious diseases. Explanation This code represents the NeXGen™ Fungal/AFB NGS Assay by Eurofins Viracor LLC. The lab analyst processes plasma samples to extract DNA and employs next–generation sequencing (NGS) technology to identify the genetic material of 673 acid–fast bacteria and invasive fungi. NGS is a high–throughput technique that sequences DNA from multiple organisms simultaneously, allowing for a comprehensive analysis of potential pathogens. The process compares the detected DNA sequences to an extensive database to pinpoint the specific bacteria or fungi present. This testing provides critical information for diagnosing complex infections caused by organisms such as Mycobacterium tuberculosis or Aspergillus species, among others. Results are used by clinicians to guide appropriate treatment strategies, particularly for patients with suspected serious or rare infections. Tips Use this code only for the appropriate proprietary test. Additional Info “U” codes are included in the CPT® code set to identify specific proprietary laboratory analyses (PLA) tests. PLA codes take precedence over the usual 80000 series codes for laboratory/pathology. Use this code only for the above–described test; do not report this test using any other CPT® code. PLA code descriptors follow existing code conventions when possible, and lab techniques used include multianalyte assays with algorithmic analyses (MAAA) and genomic sequencing procedures (GSP), among others. Read Less | Range Specific Guideline Proprietary laboratory analyses (PLA) codes describe proprietary clinical laboratory analyses and can be either provided by a single ("sole-source") laboratory or licensed or marketed to multiple providing laboratories (eg, cleared or approved by the Food and Drug Administration [FDA]). This subsection includes advanced diagnostic laboratory tests (ADLTs) and clinical diagnostic laboratory tests (CDLTs), as defined under the Protecting Access to Medicare Act (PAMA) of 2014. These analyses may include a range of medical laboratory tests including, but not limited to, multianalyte assays with algorithmic analyses (MAAA) and genomic sequencing procedures (GSP). The descriptor nomenclature follows, where possible, existing code conventions (eg, MAAA, GSP). Unless specifically noted, even though the Proprietary Laboratory Analyses section of the code set is located at the end of the Pathology and Laboratory section of the code set, a PLA code does not fulfill Category I code criteria. PLA codes are not required to fulfill the Category I criteria. The standards for inclusion in the PLA section are: The test must be commercially available in the United States for use on human specimens and The clinical laboratory or manufacturer that offers the test must request the code. For similar laboratory analyses that fulfill Category I criteria, see codes listed in the numeric 80000 series. When a PLA code is available to report a given proprietary laboratory service, that PLA code takes precedence. The service should not be reported with any other CPT® code(s) and other CPT® code(s) should not be used to report services that may be reported with that specific PLA code. These codes encompass all analytical services required for the analysis (eg, cell lysis, nucleic acid stabilization, extraction, digestion, amplification, hybridization and detection). For molecular analyses, additional procedures that are required prior to cell lysis (eg, microdissection [codes 88380 and 88381]) may be reported separately. Codes in this subsection are released on a quarterly basis to expedite dissemination for reporting. PLA codes will be published electronically on the AMA CPT® website (ama-assn.org/cpt-pla-codes), distributed via CPT® data files on a quarterly basis, and, at a minimum, made available in print annually in the CPT® codebook. See the Introduction section of the CPT® code set for a complete list of the dates of release and implementation. All codes that are included in this section are also included in Appendix O, with the procedure's proprietary name. In order to report a PLA code, the analysis performed must fulfill the code descriptor and must be the test represented by the proprietary name listed in Appendix O. In some instances, the descriptor language of PLA codes may be identical and the code may only be differentiated by the listed proprietary name in Appendix O. When more than one PLA has an identical descriptor, the codes will be denoted by the symbol "â™“." All PLA tests will have assigned codes in the PLA section of the code set. Any PLA coded test(s) that satisfies Category I criteria and has been accepted by the CPT® Editorial Panel will be designated by the addition of the symbol "^" to the existing PLA code and will remain in the PLA section of the code set. If a proprietary test has already been accepted for a Category I code and a code has not been published, subsequent application for a PLA code will take precedence. The code will only be placed in the PLA section. The accuracy of a PLA code is to be maintained by the original applicant, or the current owner of the test kit or laboratory performing the proprietary test. A new PLA code is required when: 1. Additional nucleic acid (DNA or RNA) and/or protein analysis(es) are added to the current PLA test, or 2. The name of the PLA test has changed in association with changes in test performance or test characteristics. The addition or modification of the therapeutic applications of the test require submission of a code change application, but it may not require a new code number. | 0001U-0599U | https://www.aapc.com/codes/cpt-codes/0531U | 2025-10-27T19:05:41.746014Z
0532U | Rare diseases (constitutional disease/hereditary disorders), rapid whole genome and mitochondrial DNA sequencing for single-nucleotide variants, insertions/deletions, copy number variations, peripheral blood, buffy coat, saliva, buccal or tissue sample, results reported as positive or negative | This is a Proprietary Laboratory Analyses (PLA) code, meaning that the code applies to only one unique lab test made by a specific manufacturer or performed by a specific lab. Report 0532U only for the Rapid Genome Sequencing Test from the University of California San Francisco Genomic Medicine Laboratory. This test sequences both the whole genome and mitochondrial DNA to detect genetic changes, including single–nucleotide variants (small changes in the DNA sequence), insertions or deletions of DNA segments, and copy number variations (changes in the number of copies of a gene). Results are reported as positive or negative for the variants analyzed, providing essential information for diagnosing rare hereditary diseases. Explanation This code represents the Rapid Genome Sequencing Test from the University of California San Francisco Genomic Medicine Laboratory. The lab analyst extracts DNA from the patient’s sample, which may be peripheral blood, buffy coat (white blood cells and platelets in a blood sample after centrifugation), saliva, buccal (cheek) sample, or tissue, and uses advanced sequencing technology to read the entire genome and mitochondrial DNA. Single–nucleotide variants (SNVs), small insertions or deletions of DNA, and copy number variations (CNVs) are identified and analyzed for their potential role in hereditary or rare diseases. SNVs are changes to a single letter in the DNA sequence, which may or may not affect gene function. Small insertions or deletions (indels) involve the addition or removal of short DNA segments, potentially disrupting a gene’s coding sequence. CNVs are larger changes in the number of copies of a gene or DNA segment, which can lead to duplications or deletions that influence gene expression and contribute to genetic disorders. The test provides results, reported as positive or negative, which help clinicians diagnose conditions related to genetic mutations. The results guide physicians in determining the appropriate course of treatment or further genetic counseling. Tips Use this code only for the appropriate proprietary test. Additional Info “U” codes are included in the CPT® code set to identify specific proprietary laboratory analyses (PLA) tests. PLA codes take precedence over the usual 80000 series codes for laboratory/pathology. Use this code only for the above–described test; do not report this test using any other CPT® code. PLA code descriptors follow existing code conventions when possible, and lab techniques used include multianalyte assays with algorithmic analyses (MAAA) and genomic sequencing procedures (GSP), among others. Read Less | Range Specific Guideline Proprietary laboratory analyses (PLA) codes describe proprietary clinical laboratory analyses and can be either provided by a single ("sole-source") laboratory or licensed or marketed to multiple providing laboratories (eg, cleared or approved by the Food and Drug Administration [FDA]). This subsection includes advanced diagnostic laboratory tests (ADLTs) and clinical diagnostic laboratory tests (CDLTs), as defined under the Protecting Access to Medicare Act (PAMA) of 2014. These analyses may include a range of medical laboratory tests including, but not limited to, multianalyte assays with algorithmic analyses (MAAA) and genomic sequencing procedures (GSP). The descriptor nomenclature follows, where possible, existing code conventions (eg, MAAA, GSP). Unless specifically noted, even though the Proprietary Laboratory Analyses section of the code set is located at the end of the Pathology and Laboratory section of the code set, a PLA code does not fulfill Category I code criteria. PLA codes are not required to fulfill the Category I criteria. The standards for inclusion in the PLA section are: The test must be commercially available in the United States for use on human specimens and The clinical laboratory or manufacturer that offers the test must request the code. For similar laboratory analyses that fulfill Category I criteria, see codes listed in the numeric 80000 series. When a PLA code is available to report a given proprietary laboratory service, that PLA code takes precedence. The service should not be reported with any other CPT® code(s) and other CPT® code(s) should not be used to report services that may be reported with that specific PLA code. These codes encompass all analytical services required for the analysis (eg, cell lysis, nucleic acid stabilization, extraction, digestion, amplification, hybridization and detection). For molecular analyses, additional procedures that are required prior to cell lysis (eg, microdissection [codes 88380 and 88381]) may be reported separately. Codes in this subsection are released on a quarterly basis to expedite dissemination for reporting. PLA codes will be published electronically on the AMA CPT® website (ama-assn.org/cpt-pla-codes), distributed via CPT® data files on a quarterly basis, and, at a minimum, made available in print annually in the CPT® codebook. See the Introduction section of the CPT® code set for a complete list of the dates of release and implementation. All codes that are included in this section are also included in Appendix O, with the procedure's proprietary name. In order to report a PLA code, the analysis performed must fulfill the code descriptor and must be the test represented by the proprietary name listed in Appendix O. In some instances, the descriptor language of PLA codes may be identical and the code may only be differentiated by the listed proprietary name in Appendix O. When more than one PLA has an identical descriptor, the codes will be denoted by the symbol "â™“." All PLA tests will have assigned codes in the PLA section of the code set. Any PLA coded test(s) that satisfies Category I criteria and has been accepted by the CPT® Editorial Panel will be designated by the addition of the symbol "^" to the existing PLA code and will remain in the PLA section of the code set. If a proprietary test has already been accepted for a Category I code and a code has not been published, subsequent application for a PLA code will take precedence. The code will only be placed in the PLA section. The accuracy of a PLA code is to be maintained by the original applicant, or the current owner of the test kit or laboratory performing the proprietary test. A new PLA code is required when: 1. Additional nucleic acid (DNA or RNA) and/or protein analysis(es) are added to the current PLA test, or 2. The name of the PLA test has changed in association with changes in test performance or test characteristics. The addition or modification of the therapeutic applications of the test require submission of a code change application, but it may not require a new code number. | 0001U-0599U | https://www.aapc.com/codes/cpt-codes/0532U | 2025-10-27T19:05:59.746361Z
0533U | Drug metabolism (adverse drug reactions and drug response), genotyping of 16 genes (ie, ABCG2, CYP2B6, CYP2C9, CYP2C19, CYP2C, CYP2D6, CYP3A5, CYP4F2, DPYD, G6PD, GGCX, NUDT15, SLCO1B1, TPMT, UGT1A1, VKORC1), reported as metabolizer status and transporter function | This is a Proprietary Laboratory Analyses (PLA) code, meaning that the code applies to only one unique lab test made by a specific manufacturer or performed by a specific lab. Report 0533U only for the UCSF Pharmacogenomics Panel from the University of California San Francisco Genomic Medicine Laboratory. This test examines genetic variations in 16 genes that influence drug metabolism and transport. The results are reported as metabolizer status (such as poor or ultra–rapid metabolizer) and transporter function, providing clinicians with valuable information to optimize medication choices and dosing for the patient. Explanation This code represents the UCSF Pharmacogenomics Panel from the University of California San Francisco Genomic Medicine Laboratory. The lab analyst extracts DNA from the patient’s sample and performs genotyping to assess variations in 16 genes associated with drug metabolism (ABCG2, CYP2B6, CYP2C9, CYP2C19, CYP2C, CYP2D6, CYP3A5, CYP4F2, DPYD, G6PD, GGCX, NUDT15, SLCO1B1, TPMT, UGT1A1, VKORC1). These genes affect how medications are absorbed, distributed, metabolized, and eliminated by the body. The test identifies genetic variants that may lead to adverse drug reactions or altered drug efficacy. Results are used by clinicians to personalize medication regimens, ensuring better safety and efficacy based on the patient’s unique genetic profile. Tips Use this code only for the appropriate proprietary test. Additional Info “U” codes are included in the CPT® code set to identify specific proprietary laboratory analyses (PLA) tests. PLA codes take precedence over the usual 80000 series codes for laboratory/pathology. Use this code only for the above–described test; do not report this test using any other CPT® code. PLA code descriptors follow existing code conventions when possible, and lab techniques used include multianalyte assays with algorithmic analyses (MAAA) and genomic sequencing procedures (GSP), among others. Read Less | Range Specific Guideline Proprietary laboratory analyses (PLA) codes describe proprietary clinical laboratory analyses and can be either provided by a single ("sole-source") laboratory or licensed or marketed to multiple providing laboratories (eg, cleared or approved by the Food and Drug Administration [FDA]). This subsection includes advanced diagnostic laboratory tests (ADLTs) and clinical diagnostic laboratory tests (CDLTs), as defined under the Protecting Access to Medicare Act (PAMA) of 2014. These analyses may include a range of medical laboratory tests including, but not limited to, multianalyte assays with algorithmic analyses (MAAA) and genomic sequencing procedures (GSP). The descriptor nomenclature follows, where possible, existing code conventions (eg, MAAA, GSP). Unless specifically noted, even though the Proprietary Laboratory Analyses section of the code set is located at the end of the Pathology and Laboratory section of the code set, a PLA code does not fulfill Category I code criteria. PLA codes are not required to fulfill the Category I criteria. The standards for inclusion in the PLA section are: The test must be commercially available in the United States for use on human specimens and The clinical laboratory or manufacturer that offers the test must request the code. For similar laboratory analyses that fulfill Category I criteria, see codes listed in the numeric 80000 series. When a PLA code is available to report a given proprietary laboratory service, that PLA code takes precedence. The service should not be reported with any other CPT® code(s) and other CPT® code(s) should not be used to report services that may be reported with that specific PLA code. These codes encompass all analytical services required for the analysis (eg, cell lysis, nucleic acid stabilization, extraction, digestion, amplification, hybridization and detection). For molecular analyses, additional procedures that are required prior to cell lysis (eg, microdissection [codes 88380 and 88381]) may be reported separately. Codes in this subsection are released on a quarterly basis to expedite dissemination for reporting. PLA codes will be published electronically on the AMA CPT® website (ama-assn.org/cpt-pla-codes), distributed via CPT® data files on a quarterly basis, and, at a minimum, made available in print annually in the CPT® codebook. See the Introduction section of the CPT® code set for a complete list of the dates of release and implementation. All codes that are included in this section are also included in Appendix O, with the procedure's proprietary name. In order to report a PLA code, the analysis performed must fulfill the code descriptor and must be the test represented by the proprietary name listed in Appendix O. In some instances, the descriptor language of PLA codes may be identical and the code may only be differentiated by the listed proprietary name in Appendix O. When more than one PLA has an identical descriptor, the codes will be denoted by the symbol "â™“." All PLA tests will have assigned codes in the PLA section of the code set. Any PLA coded test(s) that satisfies Category I criteria and has been accepted by the CPT® Editorial Panel will be designated by the addition of the symbol "^" to the existing PLA code and will remain in the PLA section of the code set. If a proprietary test has already been accepted for a Category I code and a code has not been published, subsequent application for a PLA code will take precedence. The code will only be placed in the PLA section. The accuracy of a PLA code is to be maintained by the original applicant, or the current owner of the test kit or laboratory performing the proprietary test. A new PLA code is required when: 1. Additional nucleic acid (DNA or RNA) and/or protein analysis(es) are added to the current PLA test, or 2. The name of the PLA test has changed in association with changes in test performance or test characteristics. The addition or modification of the therapeutic applications of the test require submission of a code change application, but it may not require a new code number. | 0001U-0599U | https://www.aapc.com/codes/cpt-codes/0533U | 2025-10-27T19:06:18.013185Z
0534U | Oncology (prostate), microRNA, single-nucleotide polymorphisms (SNPs) analysis by RT-PCR of 32 variants, using buccal swab, algorithm reported as a risk score | This is a Proprietary Laboratory Analyses (PLA) code, meaning that the code applies to only one unique lab test made by a specific manufacturer or performed by a specific lab. Report 0534U only for PROSTOX™ ultra from MiraDx Inc. This test analyzes 32 genetic variants, including microRNAs (small molecules that regulate gene expression) and single–nucleotide polymorphisms (SNPs), which are small changes in the DNA sequence. The test employs reverse transcription polymerase chain reaction (RT–PCR) to assess these variants and generates a risk score based on the findings. The risk score indicates the likelihood that the patient will develop genitourinary toxicity after radiation therapy, so the information helps guide clinicians in determining appropriate treatment strategies. Explanation This code represents the PROSTOX™ ultra test from MiraDx Inc. The lab analyst extracts DNA and RNA from a buccal (cheek swab) sample and uses reverse transcription polymerase chain reaction (RT–PCR) technology to evaluate 32 specific genetic variants. RT–PCR uses RNA in the specimen as a template to make DNA (reverse transcription) and creates more copies of the DNA using PCR. The RT–PCR process creates a gene expression profile, indicating which DNA sequences are actively expressed, meaning transcribed to RNA and translated to a protein that performs some function in the body. The test analyzes microRNAs, which play a role in gene regulation, and single–nucleotide polymorphisms (SNPs), which are minor variations in DNA sequences. The test algorithm calculates a risk score based on the patient's genetic profile that reflects the individual’s likelihood of developing genitourinary toxicity from radiation therapy. Clinicians use this information to help determine the best treatment strategies for prostate cancer. Tips Use this code only for the appropriate proprietary test. Additional Info “U” codes are included in the CPT® code set to identify specific proprietary laboratory analyses (PLA) tests. PLA codes take precedence over the usual 80000 series codes for laboratory/pathology. Use this code only for the above–described test; do not report this test using any other CPT® code. PLA code descriptors follow existing code conventions when possible, and lab techniques used include multianalyte assays with algorithmic analyses (MAAA) and genomic sequencing procedures (GSP), among others. Read Less | Range Specific Guideline Proprietary laboratory analyses (PLA) codes describe proprietary clinical laboratory analyses and can be either provided by a single ("sole-source") laboratory or licensed or marketed to multiple providing laboratories (eg, cleared or approved by the Food and Drug Administration [FDA]). This subsection includes advanced diagnostic laboratory tests (ADLTs) and clinical diagnostic laboratory tests (CDLTs), as defined under the Protecting Access to Medicare Act (PAMA) of 2014. These analyses may include a range of medical laboratory tests including, but not limited to, multianalyte assays with algorithmic analyses (MAAA) and genomic sequencing procedures (GSP). The descriptor nomenclature follows, where possible, existing code conventions (eg, MAAA, GSP). Unless specifically noted, even though the Proprietary Laboratory Analyses section of the code set is located at the end of the Pathology and Laboratory section of the code set, a PLA code does not fulfill Category I code criteria. PLA codes are not required to fulfill the Category I criteria. The standards for inclusion in the PLA section are: The test must be commercially available in the United States for use on human specimens and The clinical laboratory or manufacturer that offers the test must request the code. For similar laboratory analyses that fulfill Category I criteria, see codes listed in the numeric 80000 series. When a PLA code is available to report a given proprietary laboratory service, that PLA code takes precedence. The service should not be reported with any other CPT® code(s) and other CPT® code(s) should not be used to report services that may be reported with that specific PLA code. These codes encompass all analytical services required for the analysis (eg, cell lysis, nucleic acid stabilization, extraction, digestion, amplification, hybridization and detection). For molecular analyses, additional procedures that are required prior to cell lysis (eg, microdissection [codes 88380 and 88381]) may be reported separately. Codes in this subsection are released on a quarterly basis to expedite dissemination for reporting. PLA codes will be published electronically on the AMA CPT® website (ama-assn.org/cpt-pla-codes), distributed via CPT® data files on a quarterly basis, and, at a minimum, made available in print annually in the CPT® codebook. See the Introduction section of the CPT® code set for a complete list of the dates of release and implementation. All codes that are included in this section are also included in Appendix O, with the procedure's proprietary name. In order to report a PLA code, the analysis performed must fulfill the code descriptor and must be the test represented by the proprietary name listed in Appendix O. In some instances, the descriptor language of PLA codes may be identical and the code may only be differentiated by the listed proprietary name in Appendix O. When more than one PLA has an identical descriptor, the codes will be denoted by the symbol "â™“." All PLA tests will have assigned codes in the PLA section of the code set. Any PLA coded test(s) that satisfies Category I criteria and has been accepted by the CPT® Editorial Panel will be designated by the addition of the symbol "^" to the existing PLA code and will remain in the PLA section of the code set. If a proprietary test has already been accepted for a Category I code and a code has not been published, subsequent application for a PLA code will take precedence. The code will only be placed in the PLA section. The accuracy of a PLA code is to be maintained by the original applicant, or the current owner of the test kit or laboratory performing the proprietary test. A new PLA code is required when: 1. Additional nucleic acid (DNA or RNA) and/or protein analysis(es) are added to the current PLA test, or 2. The name of the PLA test has changed in association with changes in test performance or test characteristics. The addition or modification of the therapeutic applications of the test require submission of a code change application, but it may not require a new code number. | 0001U-0599U | https://www.aapc.com/codes/cpt-codes/0534U | 2025-10-27T19:06:36.171572Z
0535U | Perfluoroalkyl substances (PFAS) (eg, perfluorooctanoic acid, perfluorooctane sulfonic acid), by liquid chromatography with tandem mass spectrometry (LC-MS/MS), plasma or serum, quantitative | This is a Proprietary Laboratory Analyses (PLA) code, meaning that the code applies to only one unique lab test made by a specific manufacturer or performed by a specific lab. Report 0535U only for PFAS Testing & PFASure®FT from National Medical Services (NMS Labs). This test measures concentrations of perfluoroalkyl substances (PFAS), such as perfluorooctanoic acid (PFOA) and perfluorooctane sulfonic acid (PFOS), in plasma or serum. PFAS are a group of synthetic chemicals widely used in industrial and consumer products, and this test provides quantitative data to assess exposure levels. Explanation This code represents PFAS Testing & PFASure®FT from National Medical Services (NMS Labs). The lab analyst processes plasma or serum samples and uses liquid chromatography with tandem mass spectrometry (LC–MS/MS) to detect and quantify PFAS levels. LC–MS/MS is a highly sensitive analytical technique that separates compounds based on their chemical properties and precisely measures their concentrations. The test identifies specific PFAS compounds such as PFOA (perfluorooctanoic acid) and PFOS (perfluorooctane sulfonic acid), which are linked to potential adverse health effects, including liver damage, immune system disruption, and increased risk of certain cancers. Results assist clinicians in assessing exposure levels and considering potential interventions or monitoring for related health conditions. Tips Use this code only for the appropriate proprietary test. Additional Info “U” codes are included in the CPT® code set to identify specific proprietary laboratory analyses (PLA) tests. PLA codes take precedence over the usual 80000 series codes for laboratory/pathology. Use this code only for the above–described test; do not report this test using any other CPT® code. PLA code descriptors follow existing code conventions when possible, and lab techniques used include multianalyte assays with algorithmic analyses (MAAA) and genomic sequencing procedures (GSP), among others. Read Less | Range Specific Guideline Proprietary laboratory analyses (PLA) codes describe proprietary clinical laboratory analyses and can be either provided by a single ("sole-source") laboratory or licensed or marketed to multiple providing laboratories (eg, cleared or approved by the Food and Drug Administration [FDA]). This subsection includes advanced diagnostic laboratory tests (ADLTs) and clinical diagnostic laboratory tests (CDLTs), as defined under the Protecting Access to Medicare Act (PAMA) of 2014. These analyses may include a range of medical laboratory tests including, but not limited to, multianalyte assays with algorithmic analyses (MAAA) and genomic sequencing procedures (GSP). The descriptor nomenclature follows, where possible, existing code conventions (eg, MAAA, GSP). Unless specifically noted, even though the Proprietary Laboratory Analyses section of the code set is located at the end of the Pathology and Laboratory section of the code set, a PLA code does not fulfill Category I code criteria. PLA codes are not required to fulfill the Category I criteria. The standards for inclusion in the PLA section are: The test must be commercially available in the United States for use on human specimens and The clinical laboratory or manufacturer that offers the test must request the code. For similar laboratory analyses that fulfill Category I criteria, see codes listed in the numeric 80000 series. When a PLA code is available to report a given proprietary laboratory service, that PLA code takes precedence. The service should not be reported with any other CPT® code(s) and other CPT® code(s) should not be used to report services that may be reported with that specific PLA code. These codes encompass all analytical services required for the analysis (eg, cell lysis, nucleic acid stabilization, extraction, digestion, amplification, hybridization and detection). For molecular analyses, additional procedures that are required prior to cell lysis (eg, microdissection [codes 88380 and 88381]) may be reported separately. Codes in this subsection are released on a quarterly basis to expedite dissemination for reporting. PLA codes will be published electronically on the AMA CPT® website (ama-assn.org/cpt-pla-codes), distributed via CPT® data files on a quarterly basis, and, at a minimum, made available in print annually in the CPT® codebook. See the Introduction section of the CPT® code set for a complete list of the dates of release and implementation. All codes that are included in this section are also included in Appendix O, with the procedure's proprietary name. In order to report a PLA code, the analysis performed must fulfill the code descriptor and must be the test represented by the proprietary name listed in Appendix O. In some instances, the descriptor language of PLA codes may be identical and the code may only be differentiated by the listed proprietary name in Appendix O. When more than one PLA has an identical descriptor, the codes will be denoted by the symbol "â™“." All PLA tests will have assigned codes in the PLA section of the code set. Any PLA coded test(s) that satisfies Category I criteria and has been accepted by the CPT® Editorial Panel will be designated by the addition of the symbol "^" to the existing PLA code and will remain in the PLA section of the code set. If a proprietary test has already been accepted for a Category I code and a code has not been published, subsequent application for a PLA code will take precedence. The code will only be placed in the PLA section. The accuracy of a PLA code is to be maintained by the original applicant, or the current owner of the test kit or laboratory performing the proprietary test. A new PLA code is required when: 1. Additional nucleic acid (DNA or RNA) and/or protein analysis(es) are added to the current PLA test, or 2. The name of the PLA test has changed in association with changes in test performance or test characteristics. The addition or modification of the therapeutic applications of the test require submission of a code change application, but it may not require a new code number. | 0001U-0599U | https://www.aapc.com/codes/cpt-codes/0535U | 2025-10-27T19:06:54.112660Z
0536U | Red blood cell antigen (fetal RhD), PCR analysis of exon 4 of RHD gene and housekeeping control gene GAPDH from whole blood in pregnant individuals at 10+ weeks gestation known to be RhD negative, reported as fetal RhD status | This is a Proprietary Laboratory Analyses (PLA) code, meaning that the code applies to only one unique lab test made by a specific manufacturer or performed by a specific lab. Report 0536U only for Prenatal Detect RhD by Devyser Genomic Laboratories. This test determines the RhD status of a fetus by analyzing fetal DNA present in the mother's blood. The test uses polymerase chain reaction (PCR) to examine a specific part (exon 4) of the RHD gene, which determines RhD status. A housekeeping gene, GAPDH, is also tested to ensure the sample quality. This test is performed on pregnant individuals who are RhD negative, starting at 10 weeks of pregnancy, and helps guide pregnancy management by identifying whether the fetus is RhD positive or negative. Explanation This code represents Prenatal Detect RhD by Devyser Genomic Laboratories. For this test, the lab uses a blood sample collected from a pregnant individual who is RhD negative. The laboratory processes the blood to extract DNA fragments from the fetus circulating in the mother's bloodstream. The extracted DNA is analyzed using polymerase chain reaction (PCR), a method that amplifies specific DNA regions to detect the presence or absence of the RhD gene segment (exon 4). A control gene, GAPDH, is also tested to confirm the reliability of the sample and the testing process. The result provides the fetal RhD status, which helps healthcare providers determine whether the pregnant individual needs Rh immunoglobulin treatment to prevent complications in future pregnancies. Clinicians may order this test to guide pregnancy management and avoid unnecessary interventions in RhD–negative individuals carrying RhD–negative fetuses. If an RhD–negative mother is carrying an RhD–positive fetus, her immune system may produce antibodies against the fetal red blood cells, leading to hemolytic disease of the newborn (HDN), which can cause serious health issues such as anemia, jaundice, or even stillbirth. Early detection of the fetal RhD status allows healthcare providers to administer preventive treatments, such as Rh immunoglobulin (RhIg), to prevent the mother’s immune response and ensure a healthy pregnancy. Tips Use this code only for the appropriate proprietary test. Additional Info “U” codes are included in the CPT® code set to identify specific proprietary laboratory analyses (PLA) tests. PLA codes take precedence over the usual 80000 series codes for laboratory/pathology. Use this code only for the above–described test; do not report this test using any other CPT® code. PLA code descriptors follow existing code conventions when possible, and lab techniques used include multianalyte assays with algorithmic analyses (MAAA) and genomic sequencing procedures (GSP), among others. Read Less | Range Specific Guideline Proprietary laboratory analyses (PLA) codes describe proprietary clinical laboratory analyses and can be either provided by a single ("sole-source") laboratory or licensed or marketed to multiple providing laboratories (eg, cleared or approved by the Food and Drug Administration [FDA]). This subsection includes advanced diagnostic laboratory tests (ADLTs) and clinical diagnostic laboratory tests (CDLTs), as defined under the Protecting Access to Medicare Act (PAMA) of 2014. These analyses may include a range of medical laboratory tests including, but not limited to, multianalyte assays with algorithmic analyses (MAAA) and genomic sequencing procedures (GSP). The descriptor nomenclature follows, where possible, existing code conventions (eg, MAAA, GSP). Unless specifically noted, even though the Proprietary Laboratory Analyses section of the code set is located at the end of the Pathology and Laboratory section of the code set, a PLA code does not fulfill Category I code criteria. PLA codes are not required to fulfill the Category I criteria. The standards for inclusion in the PLA section are: The test must be commercially available in the United States for use on human specimens and The clinical laboratory or manufacturer that offers the test must request the code. For similar laboratory analyses that fulfill Category I criteria, see codes listed in the numeric 80000 series. When a PLA code is available to report a given proprietary laboratory service, that PLA code takes precedence. The service should not be reported with any other CPT® code(s) and other CPT® code(s) should not be used to report services that may be reported with that specific PLA code. These codes encompass all analytical services required for the analysis (eg, cell lysis, nucleic acid stabilization, extraction, digestion, amplification, hybridization and detection). For molecular analyses, additional procedures that are required prior to cell lysis (eg, microdissection [codes 88380 and 88381]) may be reported separately. Codes in this subsection are released on a quarterly basis to expedite dissemination for reporting. PLA codes will be published electronically on the AMA CPT® website (ama-assn.org/cpt-pla-codes), distributed via CPT® data files on a quarterly basis, and, at a minimum, made available in print annually in the CPT® codebook. See the Introduction section of the CPT® code set for a complete list of the dates of release and implementation. All codes that are included in this section are also included in Appendix O, with the procedure's proprietary name. In order to report a PLA code, the analysis performed must fulfill the code descriptor and must be the test represented by the proprietary name listed in Appendix O. In some instances, the descriptor language of PLA codes may be identical and the code may only be differentiated by the listed proprietary name in Appendix O. When more than one PLA has an identical descriptor, the codes will be denoted by the symbol "â™“." All PLA tests will have assigned codes in the PLA section of the code set. Any PLA coded test(s) that satisfies Category I criteria and has been accepted by the CPT® Editorial Panel will be designated by the addition of the symbol "^" to the existing PLA code and will remain in the PLA section of the code set. If a proprietary test has already been accepted for a Category I code and a code has not been published, subsequent application for a PLA code will take precedence. The code will only be placed in the PLA section. The accuracy of a PLA code is to be maintained by the original applicant, or the current owner of the test kit or laboratory performing the proprietary test. A new PLA code is required when: 1. Additional nucleic acid (DNA or RNA) and/or protein analysis(es) are added to the current PLA test, or 2. The name of the PLA test has changed in association with changes in test performance or test characteristics. The addition or modification of the therapeutic applications of the test require submission of a code change application, but it may not require a new code number. | 0001U-0599U | https://www.aapc.com/codes/cpt-codes/0536U | 2025-10-27T19:07:11.839814Z
0537U | Oncology (colorectal cancer), analysis of cell-free DNA for epigenomic patterns, next-generation sequencing, >2500 differentially methylated regions (DMRs), plasma, algorithm reported as positive or negative | This is a Proprietary Laboratory Analyses (PLA) code, meaning that the code applies to only one unique lab test made by a specific manufacturer or performed by a specific lab. Report 0537U only for Shield™ by Guardant Health Inc. This test analyzes cell–free DNA in blood samples to detect specific patterns linked to colorectal cancer. The test uses next–generation sequencing (NGS) to examine over 2500 regions of DNA with unique methylation patterns that may indicate the presence of cancer. The results are reported as either positive or negative. Explanation This code represents Shield™ by Guardant Health Inc. For this test, the lab uses a blood sample drawn from the patient and extracts cell–free DNA (small fragments of DNA released by cells into the bloodstream). The DNA is then analyzed using next–generation sequencing (NGS) technology to detect methylation patterns, which are chemical modifications to DNA that can signal the presence of colorectal cancer. The laboratory processes the data and provides a result indicating whether the test is positive or negative for potential colorectal cancer. Clinicians may order this test for early detection of colorectal cancer. Tips Use this code only for the appropriate proprietary test. Additional Info “U” codes are included in the CPT® code set to identify specific proprietary laboratory analyses (PLA) tests. PLA codes take precedence over the usual 80000 series codes for laboratory/pathology. Use this code only for the above–described test; do not report this test using any other CPT® code. PLA code descriptors follow existing code conventions when possible, and lab techniques used include multianalyte assays with algorithmic analyses (MAAA) and genomic sequencing procedures (GSP), among others. Read Less | Range Specific Guideline Proprietary laboratory analyses (PLA) codes describe proprietary clinical laboratory analyses and can be either provided by a single ("sole-source") laboratory or licensed or marketed to multiple providing laboratories (eg, cleared or approved by the Food and Drug Administration [FDA]). This subsection includes advanced diagnostic laboratory tests (ADLTs) and clinical diagnostic laboratory tests (CDLTs), as defined under the Protecting Access to Medicare Act (PAMA) of 2014. These analyses may include a range of medical laboratory tests including, but not limited to, multianalyte assays with algorithmic analyses (MAAA) and genomic sequencing procedures (GSP). The descriptor nomenclature follows, where possible, existing code conventions (eg, MAAA, GSP). Unless specifically noted, even though the Proprietary Laboratory Analyses section of the code set is located at the end of the Pathology and Laboratory section of the code set, a PLA code does not fulfill Category I code criteria. PLA codes are not required to fulfill the Category I criteria. The standards for inclusion in the PLA section are: The test must be commercially available in the United States for use on human specimens and The clinical laboratory or manufacturer that offers the test must request the code. For similar laboratory analyses that fulfill Category I criteria, see codes listed in the numeric 80000 series. When a PLA code is available to report a given proprietary laboratory service, that PLA code takes precedence. The service should not be reported with any other CPT® code(s) and other CPT® code(s) should not be used to report services that may be reported with that specific PLA code. These codes encompass all analytical services required for the analysis (eg, cell lysis, nucleic acid stabilization, extraction, digestion, amplification, hybridization and detection). For molecular analyses, additional procedures that are required prior to cell lysis (eg, microdissection [codes 88380 and 88381]) may be reported separately. Codes in this subsection are released on a quarterly basis to expedite dissemination for reporting. PLA codes will be published electronically on the AMA CPT® website (ama-assn.org/cpt-pla-codes), distributed via CPT® data files on a quarterly basis, and, at a minimum, made available in print annually in the CPT® codebook. See the Introduction section of the CPT® code set for a complete list of the dates of release and implementation. All codes that are included in this section are also included in Appendix O, with the procedure's proprietary name. In order to report a PLA code, the analysis performed must fulfill the code descriptor and must be the test represented by the proprietary name listed in Appendix O. In some instances, the descriptor language of PLA codes may be identical and the code may only be differentiated by the listed proprietary name in Appendix O. When more than one PLA has an identical descriptor, the codes will be denoted by the symbol "â™“." All PLA tests will have assigned codes in the PLA section of the code set. Any PLA coded test(s) that satisfies Category I criteria and has been accepted by the CPT® Editorial Panel will be designated by the addition of the symbol "^" to the existing PLA code and will remain in the PLA section of the code set. If a proprietary test has already been accepted for a Category I code and a code has not been published, subsequent application for a PLA code will take precedence. The code will only be placed in the PLA section. The accuracy of a PLA code is to be maintained by the original applicant, or the current owner of the test kit or laboratory performing the proprietary test. A new PLA code is required when: 1. Additional nucleic acid (DNA or RNA) and/or protein analysis(es) are added to the current PLA test, or 2. The name of the PLA test has changed in association with changes in test performance or test characteristics. The addition or modification of the therapeutic applications of the test require submission of a code change application, but it may not require a new code number. | 0001U-0599U | https://www.aapc.com/codes/cpt-codes/0537U | 2025-10-27T19:07:30.096081Z
0538U | Oncology (solid tumor), next-generation targeted sequencing analysis, formalin-fixed paraffin-embedded (FFPE) tumor tissue, DNA analysis of 600 genes, interrogation for single-nucleotide variants, insertions/deletions, gene rearrangements, and copy number alterations, microsatellite instability, tumor mutation burden, reported as actionable variant | This is a Proprietary Laboratory Analyses (PLA) code, meaning that the code applies to only one unique lab test made by a specific manufacturer or performed by a specific lab. Report 0538U only for PredicineATLAS™ Assay from Predicine Inc. This test for solid tumors analyzes DNA from tumor tissue that has been preserved in formalin and embedded in paraffin. The test examines 600 genes using next–generation sequencing (NGS) to detect different types of genetic changes, including single–nucleotide variants, insertions/deletions, gene rearrangements, and copy number alterations. It also assesses microsatellite instability (MSI) and tumor mutation burden (TMB), providing valuable information for determining actionable variants that may influence treatment options. Explanation This code represents PredicineATLAS™ Assay from Predicine Inc. For this test, the laboratory processes a tumor sample that has been preserved in formalin and embedded in paraffin to ensure stability. Using next–generation sequencing (NGS), the lab examines 600 genes to identify different types of genetic changes, such as single–nucleotide variants (tiny changes in the DNA sequence), insertions/deletions (small segments added or removed), gene rearrangements (changes in the DNA sequence order), and copy number alterations (changes in the number of copies of a gene). The test also looks at microsatellite instability (MSI), which can indicate potential issues with the DNA's repair system, and tumor mutation burden (TMB), which measures the number of mutations present in the tumor. The results of this test help guide treatment decisions by identifying actionable variants, which are genetic changes that can be targeted with specific therapies. Clinicians may order this test to help determine the most appropriate targeted treatments for patients with solid tumors, ensuring a personalized approach to cancer treatment. Tips Use this code only for the appropriate proprietary test. Additional Info “U” codes are included in the CPT® code set to identify specific proprietary laboratory analyses (PLA) tests. PLA codes take precedence over the usual 80000 series codes for laboratory/pathology. Use this code only for the above–described test; do not report this test using any other CPT® code. PLA code descriptors follow existing code conventions when possible, and lab techniques used include multianalyte assays with algorithmic analyses (MAAA) and genomic sequencing procedures (GSP), among others. Read Less | Range Specific Guideline Proprietary laboratory analyses (PLA) codes describe proprietary clinical laboratory analyses and can be either provided by a single ("sole-source") laboratory or licensed or marketed to multiple providing laboratories (eg, cleared or approved by the Food and Drug Administration [FDA]). This subsection includes advanced diagnostic laboratory tests (ADLTs) and clinical diagnostic laboratory tests (CDLTs), as defined under the Protecting Access to Medicare Act (PAMA) of 2014. These analyses may include a range of medical laboratory tests including, but not limited to, multianalyte assays with algorithmic analyses (MAAA) and genomic sequencing procedures (GSP). The descriptor nomenclature follows, where possible, existing code conventions (eg, MAAA, GSP). Unless specifically noted, even though the Proprietary Laboratory Analyses section of the code set is located at the end of the Pathology and Laboratory section of the code set, a PLA code does not fulfill Category I code criteria. PLA codes are not required to fulfill the Category I criteria. The standards for inclusion in the PLA section are: The test must be commercially available in the United States for use on human specimens and The clinical laboratory or manufacturer that offers the test must request the code. For similar laboratory analyses that fulfill Category I criteria, see codes listed in the numeric 80000 series. When a PLA code is available to report a given proprietary laboratory service, that PLA code takes precedence. The service should not be reported with any other CPT® code(s) and other CPT® code(s) should not be used to report services that may be reported with that specific PLA code. These codes encompass all analytical services required for the analysis (eg, cell lysis, nucleic acid stabilization, extraction, digestion, amplification, hybridization and detection). For molecular analyses, additional procedures that are required prior to cell lysis (eg, microdissection [codes 88380 and 88381]) may be reported separately. Codes in this subsection are released on a quarterly basis to expedite dissemination for reporting. PLA codes will be published electronically on the AMA CPT® website (ama-assn.org/cpt-pla-codes), distributed via CPT® data files on a quarterly basis, and, at a minimum, made available in print annually in the CPT® codebook. See the Introduction section of the CPT® code set for a complete list of the dates of release and implementation. All codes that are included in this section are also included in Appendix O, with the procedure's proprietary name. In order to report a PLA code, the analysis performed must fulfill the code descriptor and must be the test represented by the proprietary name listed in Appendix O. In some instances, the descriptor language of PLA codes may be identical and the code may only be differentiated by the listed proprietary name in Appendix O. When more than one PLA has an identical descriptor, the codes will be denoted by the symbol "â™“." All PLA tests will have assigned codes in the PLA section of the code set. Any PLA coded test(s) that satisfies Category I criteria and has been accepted by the CPT® Editorial Panel will be designated by the addition of the symbol "^" to the existing PLA code and will remain in the PLA section of the code set. If a proprietary test has already been accepted for a Category I code and a code has not been published, subsequent application for a PLA code will take precedence. The code will only be placed in the PLA section. The accuracy of a PLA code is to be maintained by the original applicant, or the current owner of the test kit or laboratory performing the proprietary test. A new PLA code is required when: 1. Additional nucleic acid (DNA or RNA) and/or protein analysis(es) are added to the current PLA test, or 2. The name of the PLA test has changed in association with changes in test performance or test characteristics. The addition or modification of the therapeutic applications of the test require submission of a code change application, but it may not require a new code number. | 0001U-0599U | https://www.aapc.com/codes/cpt-codes/0538U | 2025-10-27T19:07:47.740648Z
0539U | Oncology (solid tumor), cell-free circulating tumor DNA (ctDNA), 152 genes, next-generation sequencing, interrogation for single-nucleotide variants, insertions/deletions, gene rearrangements, copy number alterations, and microsatellite instability, using whole-blood samples, mutations with clinical actionability reported as actionable variant | This is a Proprietary Laboratory Analyses (PLA) code, meaning that the code applies to only one unique lab test made by a specific manufacturer or performed by a specific lab. Report 0539U only for PredicineCARE™ Assay from Predicine Inc. This test for solid tumors analyzes cell–free circulating tumor DNA (ctDNA) from whole–blood samples using next–generation sequencing (NGS). It evaluates 152 genes to detect different types of genetic changes, including single–nucleotide variants (small changes in the DNA sequence), insertions and deletions (adding or removing DNA segments), gene rearrangements (changes in the order of DNA segments), copy number alterations (changes in the number of copies of a gene), and microsatellite instability (a condition where repetitive DNA sequences become unstable). The test provides information on genetic mutations that may have treatment options. Explanation This code represents PredicineCARE™ Assay from Predicine Inc. For this genetic test focusing on solid tumors, the lab analyst processes and analyzes a whole–blood sample to identify genetic changes in circulating tumor DNA (ctDNA). Next–generation sequencing (NGS) is used to examine 152 genes, identifying different types of genetic variations, such as single–nucleotide variants (small changes in a gene's DNA), insertions or deletions (added or missing DNA pieces), gene rearrangements (DNA segments changing order), copy number alterations (changes in the number of gene copies), and microsatellite instability (unstable repetitive DNA sequences that can indicate cancer growth). After sequencing and analysis, the test reports genetic mutations that may have targeted treatment options or clinical significance. Clinicians may order this test to help guide treatment decisions for patients with solid tumors by identifying mutations that may respond to specific therapies. Tips Use this code only for the appropriate proprietary test. Additional Info “U” codes are included in the CPT® code set to identify specific proprietary laboratory analyses (PLA) tests. PLA codes take precedence over the usual 80000 series codes for laboratory/pathology. Use this code only for the above–described test; do not report this test using any other CPT® code. PLA code descriptors follow existing code conventions when possible, and lab techniques used include multianalyte assays with algorithmic analyses (MAAA) and genomic sequencing procedures (GSP), among others. Read Less | Range Specific Guideline Proprietary laboratory analyses (PLA) codes describe proprietary clinical laboratory analyses and can be either provided by a single ("sole-source") laboratory or licensed or marketed to multiple providing laboratories (eg, cleared or approved by the Food and Drug Administration [FDA]). This subsection includes advanced diagnostic laboratory tests (ADLTs) and clinical diagnostic laboratory tests (CDLTs), as defined under the Protecting Access to Medicare Act (PAMA) of 2014. These analyses may include a range of medical laboratory tests including, but not limited to, multianalyte assays with algorithmic analyses (MAAA) and genomic sequencing procedures (GSP). The descriptor nomenclature follows, where possible, existing code conventions (eg, MAAA, GSP). Unless specifically noted, even though the Proprietary Laboratory Analyses section of the code set is located at the end of the Pathology and Laboratory section of the code set, a PLA code does not fulfill Category I code criteria. PLA codes are not required to fulfill the Category I criteria. The standards for inclusion in the PLA section are: The test must be commercially available in the United States for use on human specimens and The clinical laboratory or manufacturer that offers the test must request the code. For similar laboratory analyses that fulfill Category I criteria, see codes listed in the numeric 80000 series. When a PLA code is available to report a given proprietary laboratory service, that PLA code takes precedence. The service should not be reported with any other CPT® code(s) and other CPT® code(s) should not be used to report services that may be reported with that specific PLA code. These codes encompass all analytical services required for the analysis (eg, cell lysis, nucleic acid stabilization, extraction, digestion, amplification, hybridization and detection). For molecular analyses, additional procedures that are required prior to cell lysis (eg, microdissection [codes 88380 and 88381]) may be reported separately. Codes in this subsection are released on a quarterly basis to expedite dissemination for reporting. PLA codes will be published electronically on the AMA CPT® website (ama-assn.org/cpt-pla-codes), distributed via CPT® data files on a quarterly basis, and, at a minimum, made available in print annually in the CPT® codebook. See the Introduction section of the CPT® code set for a complete list of the dates of release and implementation. All codes that are included in this section are also included in Appendix O, with the procedure's proprietary name. In order to report a PLA code, the analysis performed must fulfill the code descriptor and must be the test represented by the proprietary name listed in Appendix O. In some instances, the descriptor language of PLA codes may be identical and the code may only be differentiated by the listed proprietary name in Appendix O. When more than one PLA has an identical descriptor, the codes will be denoted by the symbol "â™“." All PLA tests will have assigned codes in the PLA section of the code set. Any PLA coded test(s) that satisfies Category I criteria and has been accepted by the CPT® Editorial Panel will be designated by the addition of the symbol "^" to the existing PLA code and will remain in the PLA section of the code set. If a proprietary test has already been accepted for a Category I code and a code has not been published, subsequent application for a PLA code will take precedence. The code will only be placed in the PLA section. The accuracy of a PLA code is to be maintained by the original applicant, or the current owner of the test kit or laboratory performing the proprietary test. A new PLA code is required when: 1. Additional nucleic acid (DNA or RNA) and/or protein analysis(es) are added to the current PLA test, or 2. The name of the PLA test has changed in association with changes in test performance or test characteristics. The addition or modification of the therapeutic applications of the test require submission of a code change application, but it may not require a new code number. | 0001U-0599U | https://www.aapc.com/codes/cpt-codes/0539U | 2025-10-27T19:08:05.649206Z
0540U | Transplantation medicine, quantification of donor-derived cell-free DNA using next-generation sequencing analysis of plasma, reported as percentage of donor-derived cell-free DNA to determine probability of rejection | This is a Proprietary Laboratory Analyses (PLA) code, meaning that the code applies to only one unique lab test made by a specific manufacturer or performed by a specific lab. Report 0540U only for AlloSure® from CareDx® Laboratory. This test for transplant monitoring measures donor–derived cell–free DNA (dd–cfDNA) levels in plasma to help determine the probability of organ rejection. It uses next–generation sequencing (NGS) to analyze DNA from the recipient's bloodstream and calculates the percentage of DNA originating from the transplanted organ. Explanation This code represents AlloSure® from CareDx® Laboratory. For this transplant monitoring test, the lab analyst processes and analyzes a blood plasma sample from the organ transplant recipient. The test uses next–generation sequencing (NGS) to detect and quantify donor–derived cell–free DNA (dd–cfDNA), which is DNA released from the transplanted organ into the recipient's bloodstream. A higher percentage of dd–cfDNA may indicate a potential rejection of the transplanted organ. The test results help clinicians determine if the patient's immune system is attacking the transplanted organ and guide adjustments to treatment to prevent rejection. Clinicians may order this test to monitor transplant patients and make informed decisions about immunosuppressive therapy and overall transplant care. Tips Use this code only for the appropriate proprietary test. Additional Info “U” codes are included in the CPT® code set to identify specific proprietary laboratory analyses (PLA) tests. PLA codes take precedence over the usual 80000 series codes for laboratory/pathology. Use this code only for the above–described test; do not report this test using any other CPT® code. PLA code descriptors follow existing code conventions when possible, and lab techniques used include multianalyte assays with algorithmic analyses (MAAA) and genomic sequencing procedures (GSP), among others. Read Less | Range Specific Guideline Proprietary laboratory analyses (PLA) codes describe proprietary clinical laboratory analyses and can be either provided by a single ("sole-source") laboratory or licensed or marketed to multiple providing laboratories (eg, cleared or approved by the Food and Drug Administration [FDA]). This subsection includes advanced diagnostic laboratory tests (ADLTs) and clinical diagnostic laboratory tests (CDLTs), as defined under the Protecting Access to Medicare Act (PAMA) of 2014. These analyses may include a range of medical laboratory tests including, but not limited to, multianalyte assays with algorithmic analyses (MAAA) and genomic sequencing procedures (GSP). The descriptor nomenclature follows, where possible, existing code conventions (eg, MAAA, GSP). Unless specifically noted, even though the Proprietary Laboratory Analyses section of the code set is located at the end of the Pathology and Laboratory section of the code set, a PLA code does not fulfill Category I code criteria. PLA codes are not required to fulfill the Category I criteria. The standards for inclusion in the PLA section are: The test must be commercially available in the United States for use on human specimens and The clinical laboratory or manufacturer that offers the test must request the code. For similar laboratory analyses that fulfill Category I criteria, see codes listed in the numeric 80000 series. When a PLA code is available to report a given proprietary laboratory service, that PLA code takes precedence. The service should not be reported with any other CPT® code(s) and other CPT® code(s) should not be used to report services that may be reported with that specific PLA code. These codes encompass all analytical services required for the analysis (eg, cell lysis, nucleic acid stabilization, extraction, digestion, amplification, hybridization and detection). For molecular analyses, additional procedures that are required prior to cell lysis (eg, microdissection [codes 88380 and 88381]) may be reported separately. Codes in this subsection are released on a quarterly basis to expedite dissemination for reporting. PLA codes will be published electronically on the AMA CPT® website (ama-assn.org/cpt-pla-codes), distributed via CPT® data files on a quarterly basis, and, at a minimum, made available in print annually in the CPT® codebook. See the Introduction section of the CPT® code set for a complete list of the dates of release and implementation. All codes that are included in this section are also included in Appendix O, with the procedure's proprietary name. In order to report a PLA code, the analysis performed must fulfill the code descriptor and must be the test represented by the proprietary name listed in Appendix O. In some instances, the descriptor language of PLA codes may be identical and the code may only be differentiated by the listed proprietary name in Appendix O. When more than one PLA has an identical descriptor, the codes will be denoted by the symbol "â™“." All PLA tests will have assigned codes in the PLA section of the code set. Any PLA coded test(s) that satisfies Category I criteria and has been accepted by the CPT® Editorial Panel will be designated by the addition of the symbol "^" to the existing PLA code and will remain in the PLA section of the code set. If a proprietary test has already been accepted for a Category I code and a code has not been published, subsequent application for a PLA code will take precedence. The code will only be placed in the PLA section. The accuracy of a PLA code is to be maintained by the original applicant, or the current owner of the test kit or laboratory performing the proprietary test. A new PLA code is required when: 1. Additional nucleic acid (DNA or RNA) and/or protein analysis(es) are added to the current PLA test, or 2. The name of the PLA test has changed in association with changes in test performance or test characteristics. The addition or modification of the therapeutic applications of the test require submission of a code change application, but it may not require a new code number. | 0001U-0599U | https://www.aapc.com/codes/cpt-codes/0540U | 2025-10-27T19:08:23.462244Z
0541U | Cardiovascular disease (HDL reverse cholesterol transport), cholesterol efflux capacity, LC-MS/MS, quantitative measurement of 5 distinct HDL-bound apolipoproteins (apolipoproteins A1, C1, C2, C3, and C4), serum, algorithm reported as prediction of coronary artery disease (pCAD) score | This is a Proprietary Laboratory Analyses (PLA) code, meaning that the code applies to only one unique lab test made by a specific manufacturer or performed by a specific lab. Report 0541U only for HDL Reverse Cholesterol Transport Panel with pCAD Score from Quest Diagnostics®. This test evaluates cardiovascular disease risk by measuring the cholesterol efflux capacity, which is how well high–density lipoprotein (HDL) removes cholesterol from cells. It uses liquid chromatography–mass spectrometry/mass spectrometry (LC–MS/MS) to measure five specific proteins bound to HDL in the blood. The results are reported as a prediction score for coronary artery disease (pCAD). Explanation This code represents HDL Reverse Cholesterol Transport Panel with pCAD Score from Quest Diagnostics®. The lab analyst measures how well HDL, often referred to as good cholesterol, removes excess cholesterol from cells, which is an important function in preventing plaque buildup in the arteries. The test uses liquid chromatography–mass spectrometry/mass spectrometry (LC–MS/MS), a highly sensitive technology that identifies and quantifies molecules based on their mass. This technology measures five different proteins that are part of HDL, including apolipoproteins A1, C1, C2, C3, and C4, which play key roles in cholesterol metabolism and transport. The results are compiled into a prediction score for coronary artery disease, helping clinicians assess the patient’s risk of developing heart–related conditions. Clinicians may order this test to better understand an individual’s cardiovascular risk and to guide treatment decisions based on their cholesterol metabolism efficiency. Tips Use this code only for the appropriate proprietary test. Additional Info “U” codes are included in the CPT® code set to identify specific proprietary laboratory analyses (PLA) tests. PLA codes take precedence over the usual 80000 series codes for laboratory/pathology. Use this code only for the above–described test; do not report this test using any other CPT® code. PLA code descriptors follow existing code conventions when possible, and lab techniques used include multianalyte assays with algorithmic analyses (MAAA) and genomic sequencing procedures (GSP), among others. Read Less | Range Specific Guideline Proprietary laboratory analyses (PLA) codes describe proprietary clinical laboratory analyses and can be either provided by a single ("sole-source") laboratory or licensed or marketed to multiple providing laboratories (eg, cleared or approved by the Food and Drug Administration [FDA]). This subsection includes advanced diagnostic laboratory tests (ADLTs) and clinical diagnostic laboratory tests (CDLTs), as defined under the Protecting Access to Medicare Act (PAMA) of 2014. These analyses may include a range of medical laboratory tests including, but not limited to, multianalyte assays with algorithmic analyses (MAAA) and genomic sequencing procedures (GSP). The descriptor nomenclature follows, where possible, existing code conventions (eg, MAAA, GSP). Unless specifically noted, even though the Proprietary Laboratory Analyses section of the code set is located at the end of the Pathology and Laboratory section of the code set, a PLA code does not fulfill Category I code criteria. PLA codes are not required to fulfill the Category I criteria. The standards for inclusion in the PLA section are: The test must be commercially available in the United States for use on human specimens and The clinical laboratory or manufacturer that offers the test must request the code. For similar laboratory analyses that fulfill Category I criteria, see codes listed in the numeric 80000 series. When a PLA code is available to report a given proprietary laboratory service, that PLA code takes precedence. The service should not be reported with any other CPT® code(s) and other CPT® code(s) should not be used to report services that may be reported with that specific PLA code. These codes encompass all analytical services required for the analysis (eg, cell lysis, nucleic acid stabilization, extraction, digestion, amplification, hybridization and detection). For molecular analyses, additional procedures that are required prior to cell lysis (eg, microdissection [codes 88380 and 88381]) may be reported separately. Codes in this subsection are released on a quarterly basis to expedite dissemination for reporting. PLA codes will be published electronically on the AMA CPT® website (ama-assn.org/cpt-pla-codes), distributed via CPT® data files on a quarterly basis, and, at a minimum, made available in print annually in the CPT® codebook. See the Introduction section of the CPT® code set for a complete list of the dates of release and implementation. All codes that are included in this section are also included in Appendix O, with the procedure's proprietary name. In order to report a PLA code, the analysis performed must fulfill the code descriptor and must be the test represented by the proprietary name listed in Appendix O. In some instances, the descriptor language of PLA codes may be identical and the code may only be differentiated by the listed proprietary name in Appendix O. When more than one PLA has an identical descriptor, the codes will be denoted by the symbol "â™“." All PLA tests will have assigned codes in the PLA section of the code set. Any PLA coded test(s) that satisfies Category I criteria and has been accepted by the CPT® Editorial Panel will be designated by the addition of the symbol "^" to the existing PLA code and will remain in the PLA section of the code set. If a proprietary test has already been accepted for a Category I code and a code has not been published, subsequent application for a PLA code will take precedence. The code will only be placed in the PLA section. The accuracy of a PLA code is to be maintained by the original applicant, or the current owner of the test kit or laboratory performing the proprietary test. A new PLA code is required when: 1. Additional nucleic acid (DNA or RNA) and/or protein analysis(es) are added to the current PLA test, or 2. The name of the PLA test has changed in association with changes in test performance or test characteristics. The addition or modification of the therapeutic applications of the test require submission of a code change application, but it may not require a new code number. | 0001U-0599U | https://www.aapc.com/codes/cpt-codes/0541U | 2025-10-27T19:08:41.199368Z
0542U | Nephrology (renal transplant), urine, nuclear magnetic resonance (NMR) spectroscopy measurement of 84 urinary metabolites, combined with patient data, quantification of BK virus (human polyomavirus 1) using real-time PCR and serum creatinine, algorithm reported as a probability score for allograft injury status | This is a Proprietary Laboratory Analyses (PLA) code, meaning that the code applies to only one unique lab test made by a specific manufacturer or performed by a specific lab. Report 0542U only for myOLARIS™–KTdx from Olaris® Inc. This test helps monitor kidney transplant health by analyzing urine samples for 84 different metabolic substances. It also combines patient data and checks for the BK virus, a virus that can affect kidney function, using real–time polymerase chain reaction (PCR) testing and measures kidney function with a serum creatinine test. The results provide a probability score indicating the likelihood of kidney transplant injury. Explanation This code represents myOLARIS™–KTdx from Olaris® Inc. The lab analyst processes urine samples to measure 84 different metabolites, which are small molecules that reflect how the body processes substances. It uses nuclear magnetic resonance (NMR) spectroscopy, a technique that uses magnetic fields and radio waves to analyze the composition of the urine sample and identify metabolic changes associated with kidney function. Additionally, the test measures serum creatinine, a waste product in the blood that helps assess kidney function. The test also uses real–time polymerase chain reaction (PCR), a method that rapidly detects and quantifies the presence of the BK virus by amplifying its DNA. The test results generate a probability score that helps determine whether the transplanted kidney is experiencing injury or rejection. Clinicians may order this test to monitor kidney transplant patients closely, allowing for early intervention if there are signs of potential rejection or injury. Tips Use this code only for the appropriate proprietary test. Additional Info “U” codes are included in the CPT® code set to identify specific proprietary laboratory analyses (PLA) tests. PLA codes take precedence over the usual 80000 series codes for laboratory/pathology. Use this code only for the above–described test; do not report this test using any other CPT® code. PLA code descriptors follow existing code conventions when possible, and lab techniques used include multianalyte assays with algorithmic analyses (MAAA) and genomic sequencing procedures (GSP), among others. Read Less | Range Specific Guideline Proprietary laboratory analyses (PLA) codes describe proprietary clinical laboratory analyses and can be either provided by a single ("sole-source") laboratory or licensed or marketed to multiple providing laboratories (eg, cleared or approved by the Food and Drug Administration [FDA]). This subsection includes advanced diagnostic laboratory tests (ADLTs) and clinical diagnostic laboratory tests (CDLTs), as defined under the Protecting Access to Medicare Act (PAMA) of 2014. These analyses may include a range of medical laboratory tests including, but not limited to, multianalyte assays with algorithmic analyses (MAAA) and genomic sequencing procedures (GSP). The descriptor nomenclature follows, where possible, existing code conventions (eg, MAAA, GSP). Unless specifically noted, even though the Proprietary Laboratory Analyses section of the code set is located at the end of the Pathology and Laboratory section of the code set, a PLA code does not fulfill Category I code criteria. PLA codes are not required to fulfill the Category I criteria. The standards for inclusion in the PLA section are: The test must be commercially available in the United States for use on human specimens and The clinical laboratory or manufacturer that offers the test must request the code. For similar laboratory analyses that fulfill Category I criteria, see codes listed in the numeric 80000 series. When a PLA code is available to report a given proprietary laboratory service, that PLA code takes precedence. The service should not be reported with any other CPT® code(s) and other CPT® code(s) should not be used to report services that may be reported with that specific PLA code. These codes encompass all analytical services required for the analysis (eg, cell lysis, nucleic acid stabilization, extraction, digestion, amplification, hybridization and detection). For molecular analyses, additional procedures that are required prior to cell lysis (eg, microdissection [codes 88380 and 88381]) may be reported separately. Codes in this subsection are released on a quarterly basis to expedite dissemination for reporting. PLA codes will be published electronically on the AMA CPT® website (ama-assn.org/cpt-pla-codes), distributed via CPT® data files on a quarterly basis, and, at a minimum, made available in print annually in the CPT® codebook. See the Introduction section of the CPT® code set for a complete list of the dates of release and implementation. All codes that are included in this section are also included in Appendix O, with the procedure's proprietary name. In order to report a PLA code, the analysis performed must fulfill the code descriptor and must be the test represented by the proprietary name listed in Appendix O. In some instances, the descriptor language of PLA codes may be identical and the code may only be differentiated by the listed proprietary name in Appendix O. When more than one PLA has an identical descriptor, the codes will be denoted by the symbol "â™“." All PLA tests will have assigned codes in the PLA section of the code set. Any PLA coded test(s) that satisfies Category I criteria and has been accepted by the CPT® Editorial Panel will be designated by the addition of the symbol "^" to the existing PLA code and will remain in the PLA section of the code set. If a proprietary test has already been accepted for a Category I code and a code has not been published, subsequent application for a PLA code will take precedence. The code will only be placed in the PLA section. The accuracy of a PLA code is to be maintained by the original applicant, or the current owner of the test kit or laboratory performing the proprietary test. A new PLA code is required when: 1. Additional nucleic acid (DNA or RNA) and/or protein analysis(es) are added to the current PLA test, or 2. The name of the PLA test has changed in association with changes in test performance or test characteristics. The addition or modification of the therapeutic applications of the test require submission of a code change application, but it may not require a new code number. | 0001U-0599U | https://www.aapc.com/codes/cpt-codes/0542U | 2025-10-27T19:08:58.900434Z
0543U | Oncology (solid tumor), next-generation sequencing of DNA from formalin-fixed paraffin-embedded (FFPE) tissue of 517 genes, interrogation for single- nucleotide variants, multi-nucleotide variants, insertions and deletions from DNA, fusions in 24 genes and splice variants in 1 gene from RNA, and tumor mutation burden | This is a Proprietary Laboratory Analyses (PLA) code, meaning that the code applies to only one unique lab test made by a specific manufacturer or performed by a specific lab. Report 0543U only for TruSight™ Oncology Comprehensive from Illumina Inc. This test analyzes DNA from tumor tissue to detect genetic changes in 517 genes that may be linked to cancer. The test identifies different types of mutations, including single– and multi–nucleotide variants and insertions and deletions using next–generation sequencing of DNA. The test also identifies gene fusions and splice variants from RNA. It also calculates the tumor mutation burden, which can help assess the tumor’s behavior and response to treatment. Explanation This code represents TruSight™ Oncology Comprehensive from Illumina Inc. The lab analyst processes tumor tissue samples that have been preserved in formalin–fixed paraffin–embedded (FFPE) blocks, a method commonly used to preserve tissue samples for examination. DNA is extracted from the tissue to analyze 517 genes using next–generation sequencing (NGS), a technology that rapidly reads the genetic code to detect mutations. The test looks for different types of mutations, including single–nucleotide variants (SNVs), which are small changes in a single DNA building block; multi–nucleotide variants (MNVs), which are changes affecting multiple building blocks; and insertions and deletions, where genetic material is added or removed. The test also examines RNA of 24 genes for fusions, which occur when parts of different genes combine and may drive cancer growth, and one gene for splice variants, which are alterations in how genetic instructions are processed. Additionally, the test calculates the tumor mutation burden (TMB), a measure of how many mutations are present in the tumor, which can provide insight into how aggressive the cancer is and how well it may respond to certain treatments. Clinicians may order this test to identify genetic changes in solid tumors, guide personalized treatment decisions, and monitor tumor response to therapy. Tips Use this code only for the appropriate proprietary test. Additional Info “U” codes are included in the CPT® code set to identify specific proprietary laboratory analyses (PLA) tests. PLA codes take precedence over the usual 80000 series codes for laboratory/pathology. Use this code only for the above–described test; do not report this test using any other CPT® code. PLA code descriptors follow existing code conventions when possible, and lab techniques used include multianalyte assays with algorithmic analyses (MAAA) and genomic sequencing procedures (GSP), among others. Read Less | Range Specific Guideline Proprietary laboratory analyses (PLA) codes describe proprietary clinical laboratory analyses and can be either provided by a single ("sole-source") laboratory or licensed or marketed to multiple providing laboratories (eg, cleared or approved by the Food and Drug Administration [FDA]). This subsection includes advanced diagnostic laboratory tests (ADLTs) and clinical diagnostic laboratory tests (CDLTs), as defined under the Protecting Access to Medicare Act (PAMA) of 2014. These analyses may include a range of medical laboratory tests including, but not limited to, multianalyte assays with algorithmic analyses (MAAA) and genomic sequencing procedures (GSP). The descriptor nomenclature follows, where possible, existing code conventions (eg, MAAA, GSP). Unless specifically noted, even though the Proprietary Laboratory Analyses section of the code set is located at the end of the Pathology and Laboratory section of the code set, a PLA code does not fulfill Category I code criteria. PLA codes are not required to fulfill the Category I criteria. The standards for inclusion in the PLA section are: The test must be commercially available in the United States for use on human specimens and The clinical laboratory or manufacturer that offers the test must request the code. For similar laboratory analyses that fulfill Category I criteria, see codes listed in the numeric 80000 series. When a PLA code is available to report a given proprietary laboratory service, that PLA code takes precedence. The service should not be reported with any other CPT® code(s) and other CPT® code(s) should not be used to report services that may be reported with that specific PLA code. These codes encompass all analytical services required for the analysis (eg, cell lysis, nucleic acid stabilization, extraction, digestion, amplification, hybridization and detection). For molecular analyses, additional procedures that are required prior to cell lysis (eg, microdissection [codes 88380 and 88381]) may be reported separately. Codes in this subsection are released on a quarterly basis to expedite dissemination for reporting. PLA codes will be published electronically on the AMA CPT® website (ama-assn.org/cpt-pla-codes), distributed via CPT® data files on a quarterly basis, and, at a minimum, made available in print annually in the CPT® codebook. See the Introduction section of the CPT® code set for a complete list of the dates of release and implementation. All codes that are included in this section are also included in Appendix O, with the procedure's proprietary name. In order to report a PLA code, the analysis performed must fulfill the code descriptor and must be the test represented by the proprietary name listed in Appendix O. In some instances, the descriptor language of PLA codes may be identical and the code may only be differentiated by the listed proprietary name in Appendix O. When more than one PLA has an identical descriptor, the codes will be denoted by the symbol "â™“." All PLA tests will have assigned codes in the PLA section of the code set. Any PLA coded test(s) that satisfies Category I criteria and has been accepted by the CPT® Editorial Panel will be designated by the addition of the symbol "^" to the existing PLA code and will remain in the PLA section of the code set. If a proprietary test has already been accepted for a Category I code and a code has not been published, subsequent application for a PLA code will take precedence. The code will only be placed in the PLA section. The accuracy of a PLA code is to be maintained by the original applicant, or the current owner of the test kit or laboratory performing the proprietary test. A new PLA code is required when: 1. Additional nucleic acid (DNA or RNA) and/or protein analysis(es) are added to the current PLA test, or 2. The name of the PLA test has changed in association with changes in test performance or test characteristics. The addition or modification of the therapeutic applications of the test require submission of a code change application, but it may not require a new code number. | 0001U-0599U | https://www.aapc.com/codes/cpt-codes/0543U | 2025-10-27T19:09:17.060804Z
0544U | Nephrology (transplant monitoring), 48 variants by digital PCR, using cell-free DNA from plasma, donor-derived cell-free DNA, percentage reported as risk for rejection | This is a Proprietary Laboratory Analyses (PLA) code, meaning that the code applies to only one unique lab test made by a specific manufacturer or performed by a specific lab. Report 0544U only for VitaGraft™ Kidney 2.0 from Oncocyte Corporation. This test helps monitor kidney transplant patients by analyzing donor–derived cell–free DNA in the blood to assess the risk of organ rejection. Explanation This code represents VitaGraft™ Kidney 2.0 from Oncocyte Corporation. The lab analyst processes a blood plasma sample to isolate donor–derived cell–free DNA, which is genetic material released by the transplanted kidney into the bloodstream. The test uses digital polymerase chain reaction (dPCR), a method that amplifies and counts DNA molecules with high precision, to detect 48 genetic variants. These variants help determine the percentage of donor DNA in the recipient's blood. A higher percentage of donor DNA could suggest injury to the transplanted organ and a risk of rejection. Clinicians may order this test to monitor kidney transplant patients, detect early signs of rejection, and adjust treatment to improve transplant outcomes. Tips Use this code only for the appropriate proprietary test. Additional Info “U” codes are included in the CPT® code set to identify specific proprietary laboratory analyses (PLA) tests. PLA codes take precedence over the usual 80000 series codes for laboratory/pathology. Use this code only for the above–described test; do not report this test using any other CPT® code. PLA code descriptors follow existing code conventions when possible, and lab techniques used include multianalyte assays with algorithmic analyses (MAAA) and genomic sequencing procedures (GSP), among others. Effective date of this code: April 1, 2025. Read Less | Range Specific Guideline Proprietary laboratory analyses (PLA) codes describe proprietary clinical laboratory analyses and can be either provided by a single ("sole-source") laboratory or licensed or marketed to multiple providing laboratories (eg, cleared or approved by the Food and Drug Administration [FDA]). This subsection includes advanced diagnostic laboratory tests (ADLTs) and clinical diagnostic laboratory tests (CDLTs), as defined under the Protecting Access to Medicare Act (PAMA) of 2014. These analyses may include a range of medical laboratory tests including, but not limited to, multianalyte assays with algorithmic analyses (MAAA) and genomic sequencing procedures (GSP). The descriptor nomenclature follows, where possible, existing code conventions (eg, MAAA, GSP). Unless specifically noted, even though the Proprietary Laboratory Analyses section of the code set is located at the end of the Pathology and Laboratory section of the code set, a PLA code does not fulfill Category I code criteria. PLA codes are not required to fulfill the Category I criteria. The standards for inclusion in the PLA section are: The test must be commercially available in the United States for use on human specimens and The clinical laboratory or manufacturer that offers the test must request the code. For similar laboratory analyses that fulfill Category I criteria, see codes listed in the numeric 80000 series. When a PLA code is available to report a given proprietary laboratory service, that PLA code takes precedence. The service should not be reported with any other CPT® code(s) and other CPT® code(s) should not be used to report services that may be reported with that specific PLA code. These codes encompass all analytical services required for the analysis (eg, cell lysis, nucleic acid stabilization, extraction, digestion, amplification, hybridization and detection). For molecular analyses, additional procedures that are required prior to cell lysis (eg, microdissection [codes 88380 and 88381]) may be reported separately. Codes in this subsection are released on a quarterly basis to expedite dissemination for reporting. PLA codes will be published electronically on the AMA CPT® website (ama-assn.org/cpt-pla-codes), distributed via CPT® data files on a quarterly basis, and, at a minimum, made available in print annually in the CPT® codebook. See the Introduction section of the CPT® code set for a complete list of the dates of release and implementation. All codes that are included in this section are also included in Appendix O, with the procedure's proprietary name. In order to report a PLA code, the analysis performed must fulfill the code descriptor and must be the test represented by the proprietary name listed in Appendix O. In some instances, the descriptor language of PLA codes may be identical and the code may only be differentiated by the listed proprietary name in Appendix O. When more than one PLA has an identical descriptor, the codes will be denoted by the symbol "â™“." All PLA tests will have assigned codes in the PLA section of the code set. Any PLA coded test(s) that satisfies Category I criteria and has been accepted by the CPT® Editorial Panel will be designated by the addition of the symbol "^" to the existing PLA code and will remain in the PLA section of the code set. If a proprietary test has already been accepted for a Category I code and a code has not been published, subsequent application for a PLA code will take precedence. The code will only be placed in the PLA section. The accuracy of a PLA code is to be maintained by the original applicant, or the current owner of the test kit or laboratory performing the proprietary test. A new PLA code is required when: 1. Additional nucleic acid (DNA or RNA) and/or protein analysis(es) are added to the current PLA test, or 2. The name of the PLA test has changed in association with changes in test performance or test characteristics. The addition or modification of the therapeutic applications of the test require submission of a code change application, but it may not require a new code number. | 0001U-0599U | https://www.aapc.com/codes/cpt-codes/0544U | 2025-10-27T19:09:34.870538Z
0545U | Acetylcholine receptor (AChR), antibody identification by immunofluorescence, using live cells, reported as positive or negative | This is a Proprietary Laboratory Analyses (PLA) code, meaning that the code applies to only one unique lab test made by a specific manufacturer or performed by a specific lab. Report 0545U only for AChR Live Cell–Based Assay from Neurocode USA Inc. This test identifies acetylcholine receptor (AChR) antibodies using an immunofluorescence technique with live cells. The results are reported as either positive or negative, indicating the presence or absence of AChR antibodies. Explanation This code represents the AChR Live Cell–Based Assay from Neurocode USA Inc. For this test, a laboratory analyst uses an immunofluorescence technique to detect antibodies against acetylcholine receptors (AChR). Acetylcholine receptors are proteins found on muscle cells that help transmit nerve signals, enabling muscle movement. In this test, live cells expressing AChR are exposed to a patient’s sample, and if AChR antibodies are present, they bind to the receptors. A fluorescent dye is then applied to highlight these antibody–receptor bindings under a microscope. The results are reported as positive if antibodies are detected, or negative if they are not. Clinicians may order this test to help diagnose autoimmune conditions such as myasthenia gravis, which can cause muscle weakness due to the body's immune system attacking its own AChR. Tips Use this code only for the appropriate proprietary test. Additional Info “U” codes are included in the CPT® code set to identify specific proprietary laboratory analyses (PLA) tests. PLA codes take precedence over the usual 80000 series codes for laboratory/pathology. Use this code only for the above–described test; do not report this test using any other CPT® code. PLA code descriptors follow existing code conventions when possible, and lab techniques used include multianalyte assays with algorithmic analyses (MAAA) and genomic sequencing procedures (GSP), among others. Read Less | Range Specific Guideline Proprietary laboratory analyses (PLA) codes describe proprietary clinical laboratory analyses and can be either provided by a single ("sole-source") laboratory or licensed or marketed to multiple providing laboratories (eg, cleared or approved by the Food and Drug Administration [FDA]). This subsection includes advanced diagnostic laboratory tests (ADLTs) and clinical diagnostic laboratory tests (CDLTs), as defined under the Protecting Access to Medicare Act (PAMA) of 2014. These analyses may include a range of medical laboratory tests including, but not limited to, multianalyte assays with algorithmic analyses (MAAA) and genomic sequencing procedures (GSP). The descriptor nomenclature follows, where possible, existing code conventions (eg, MAAA, GSP). Unless specifically noted, even though the Proprietary Laboratory Analyses section of the code set is located at the end of the Pathology and Laboratory section of the code set, a PLA code does not fulfill Category I code criteria. PLA codes are not required to fulfill the Category I criteria. The standards for inclusion in the PLA section are: The test must be commercially available in the United States for use on human specimens and The clinical laboratory or manufacturer that offers the test must request the code. For similar laboratory analyses that fulfill Category I criteria, see codes listed in the numeric 80000 series. When a PLA code is available to report a given proprietary laboratory service, that PLA code takes precedence. The service should not be reported with any other CPT® code(s) and other CPT® code(s) should not be used to report services that may be reported with that specific PLA code. These codes encompass all analytical services required for the analysis (eg, cell lysis, nucleic acid stabilization, extraction, digestion, amplification, hybridization and detection). For molecular analyses, additional procedures that are required prior to cell lysis (eg, microdissection [codes 88380 and 88381]) may be reported separately. Codes in this subsection are released on a quarterly basis to expedite dissemination for reporting. PLA codes will be published electronically on the AMA CPT® website (ama-assn.org/cpt-pla-codes), distributed via CPT® data files on a quarterly basis, and, at a minimum, made available in print annually in the CPT® codebook. See the Introduction section of the CPT® code set for a complete list of the dates of release and implementation. All codes that are included in this section are also included in Appendix O, with the procedure's proprietary name. In order to report a PLA code, the analysis performed must fulfill the code descriptor and must be the test represented by the proprietary name listed in Appendix O. In some instances, the descriptor language of PLA codes may be identical and the code may only be differentiated by the listed proprietary name in Appendix O. When more than one PLA has an identical descriptor, the codes will be denoted by the symbol "â™“." All PLA tests will have assigned codes in the PLA section of the code set. Any PLA coded test(s) that satisfies Category I criteria and has been accepted by the CPT® Editorial Panel will be designated by the addition of the symbol "^" to the existing PLA code and will remain in the PLA section of the code set. If a proprietary test has already been accepted for a Category I code and a code has not been published, subsequent application for a PLA code will take precedence. The code will only be placed in the PLA section. The accuracy of a PLA code is to be maintained by the original applicant, or the current owner of the test kit or laboratory performing the proprietary test. A new PLA code is required when: 1. Additional nucleic acid (DNA or RNA) and/or protein analysis(es) are added to the current PLA test, or 2. The name of the PLA test has changed in association with changes in test performance or test characteristics. The addition or modification of the therapeutic applications of the test require submission of a code change application, but it may not require a new code number. | 0001U-0599U | https://www.aapc.com/codes/cpt-codes/0545U | 2025-10-27T19:09:52.467838Z
0546U | Low-density lipoprotein receptor-related protein 4 (LRP4), antibody identification by immunofluorescence, using live cells, reported as positive or negative | This is a Proprietary Laboratory Analyses (PLA) code, meaning that the code applies to only one unique lab test made by a specific manufacturer or performed by a specific lab. Report 0546U only for LRP4 Cell–Based Assay from Neurocode USA Inc. This test identifies low–density lipoprotein receptor–related protein 4 (LRP4) antibodies using an immunofluorescence technique with live cells. The results are reported as either positive or negative, indicating the presence or absence of LRP4 antibodies. Explanation This code represents the LRP4 Cell–Based Assay from Neurocode USA Inc. For this test, a laboratory analyst uses an immunofluorescence technique to detect antibodies against low–density lipoprotein receptor–related protein 4 (LRP4). LRP4 is a protein involved in nerve–muscle communication, particularly in the formation and maintenance of the neuromuscular junction. In this test, live cells expressing LRP4 are exposed to a patient’s sample, and if LRP4 antibodies are present, they bind to the protein. A fluorescent dye is then applied to highlight these antibody–protein bindings under a microscope. The results are reported as positive if antibodies are detected, or negative if they are not. Clinicians may order this test to aid in the diagnosis of conditions such as myasthenia gravis, specifically in cases where other antibody tests are negative. Tips Use this code only for the appropriate proprietary test. Additional Info “U” codes are included in the CPT® code set to identify specific proprietary laboratory analyses (PLA) tests. PLA codes take precedence over the usual 80000 series codes for laboratory/pathology. Use this code only for the above–described test; do not report this test using any other CPT® code. PLA code descriptors follow existing code conventions when possible, and lab techniques used include multianalyte assays with algorithmic analyses (MAAA) and genomic sequencing procedures (GSP), among others. Read Less | Range Specific Guideline Proprietary laboratory analyses (PLA) codes describe proprietary clinical laboratory analyses and can be either provided by a single ("sole-source") laboratory or licensed or marketed to multiple providing laboratories (eg, cleared or approved by the Food and Drug Administration [FDA]). This subsection includes advanced diagnostic laboratory tests (ADLTs) and clinical diagnostic laboratory tests (CDLTs), as defined under the Protecting Access to Medicare Act (PAMA) of 2014. These analyses may include a range of medical laboratory tests including, but not limited to, multianalyte assays with algorithmic analyses (MAAA) and genomic sequencing procedures (GSP). The descriptor nomenclature follows, where possible, existing code conventions (eg, MAAA, GSP). Unless specifically noted, even though the Proprietary Laboratory Analyses section of the code set is located at the end of the Pathology and Laboratory section of the code set, a PLA code does not fulfill Category I code criteria. PLA codes are not required to fulfill the Category I criteria. The standards for inclusion in the PLA section are: The test must be commercially available in the United States for use on human specimens and The clinical laboratory or manufacturer that offers the test must request the code. For similar laboratory analyses that fulfill Category I criteria, see codes listed in the numeric 80000 series. When a PLA code is available to report a given proprietary laboratory service, that PLA code takes precedence. The service should not be reported with any other CPT® code(s) and other CPT® code(s) should not be used to report services that may be reported with that specific PLA code. These codes encompass all analytical services required for the analysis (eg, cell lysis, nucleic acid stabilization, extraction, digestion, amplification, hybridization and detection). For molecular analyses, additional procedures that are required prior to cell lysis (eg, microdissection [codes 88380 and 88381]) may be reported separately. Codes in this subsection are released on a quarterly basis to expedite dissemination for reporting. PLA codes will be published electronically on the AMA CPT® website (ama-assn.org/cpt-pla-codes), distributed via CPT® data files on a quarterly basis, and, at a minimum, made available in print annually in the CPT® codebook. See the Introduction section of the CPT® code set for a complete list of the dates of release and implementation. All codes that are included in this section are also included in Appendix O, with the procedure's proprietary name. In order to report a PLA code, the analysis performed must fulfill the code descriptor and must be the test represented by the proprietary name listed in Appendix O. In some instances, the descriptor language of PLA codes may be identical and the code may only be differentiated by the listed proprietary name in Appendix O. When more than one PLA has an identical descriptor, the codes will be denoted by the symbol "â™“." All PLA tests will have assigned codes in the PLA section of the code set. Any PLA coded test(s) that satisfies Category I criteria and has been accepted by the CPT® Editorial Panel will be designated by the addition of the symbol "^" to the existing PLA code and will remain in the PLA section of the code set. If a proprietary test has already been accepted for a Category I code and a code has not been published, subsequent application for a PLA code will take precedence. The code will only be placed in the PLA section. The accuracy of a PLA code is to be maintained by the original applicant, or the current owner of the test kit or laboratory performing the proprietary test. A new PLA code is required when: 1. Additional nucleic acid (DNA or RNA) and/or protein analysis(es) are added to the current PLA test, or 2. The name of the PLA test has changed in association with changes in test performance or test characteristics. The addition or modification of the therapeutic applications of the test require submission of a code change application, but it may not require a new code number. | 0001U-0599U | https://www.aapc.com/codes/cpt-codes/0546U | 2025-10-27T19:10:10.040819Z
0547U | Neurofilament light chain (NfL), chemiluminescent enzyme immunoassay, plasma, quantitative | This is a Proprietary Laboratory Analyses (PLA) code, meaning that the code applies to only one unique lab test made by a specific manufacturer or performed by a specific lab. Report 0547U only for Neurofilament Light Blood Test from Neurocode USA Inc. and Fujirebio Diagnostics Inc. This test measures the levels of neurofilament light chain (NfL) in plasma using a chemiluminescent enzyme immunoassay technique. The results are reported quantitatively to assess the concentration of NfL. Explanation This code represents the Neurofilament Light Blood Test from Neurocode USA Inc. and Fujirebio Diagnostics Inc. For this test, a laboratory analyst uses a chemiluminescent enzyme immunoassay to measure neurofilament light chain (NfL) levels in plasma. NfL is a structural protein found in nerve cells, and when these cells are damaged, NfL is released into the bloodstream. In this test, specific antibodies bind to NfL in the patient’s plasma sample, triggering a chemiluminescent reaction that produces light. The intensity of the light is measured to determine the amount of NfL present in the sample. Clinicians may order this test to assess neurodegenerative conditions such as multiple sclerosis, Alzheimer's disease, and amyotrophic lateral sclerosis (ALS), as elevated NfL levels may indicate ongoing nerve cell damage. Tips Use this code only for the appropriate proprietary test. Additional Info “U” codes are included in the CPT® code set to identify specific proprietary laboratory analyses (PLA) tests. PLA codes take precedence over the usual 80000 series codes for laboratory/pathology. Use this code only for the above–described test; do not report this test using any other CPT® code. PLA code descriptors follow existing code conventions when possible, and lab techniques used include multianalyte assays with algorithmic analyses (MAAA) and genomic sequencing procedures (GSP), among others. Read Less | Range Specific Guideline Proprietary laboratory analyses (PLA) codes describe proprietary clinical laboratory analyses and can be either provided by a single ("sole-source") laboratory or licensed or marketed to multiple providing laboratories (eg, cleared or approved by the Food and Drug Administration [FDA]). This subsection includes advanced diagnostic laboratory tests (ADLTs) and clinical diagnostic laboratory tests (CDLTs), as defined under the Protecting Access to Medicare Act (PAMA) of 2014. These analyses may include a range of medical laboratory tests including, but not limited to, multianalyte assays with algorithmic analyses (MAAA) and genomic sequencing procedures (GSP). The descriptor nomenclature follows, where possible, existing code conventions (eg, MAAA, GSP). Unless specifically noted, even though the Proprietary Laboratory Analyses section of the code set is located at the end of the Pathology and Laboratory section of the code set, a PLA code does not fulfill Category I code criteria. PLA codes are not required to fulfill the Category I criteria. The standards for inclusion in the PLA section are: The test must be commercially available in the United States for use on human specimens and The clinical laboratory or manufacturer that offers the test must request the code. For similar laboratory analyses that fulfill Category I criteria, see codes listed in the numeric 80000 series. When a PLA code is available to report a given proprietary laboratory service, that PLA code takes precedence. The service should not be reported with any other CPT® code(s) and other CPT® code(s) should not be used to report services that may be reported with that specific PLA code. These codes encompass all analytical services required for the analysis (eg, cell lysis, nucleic acid stabilization, extraction, digestion, amplification, hybridization and detection). For molecular analyses, additional procedures that are required prior to cell lysis (eg, microdissection [codes 88380 and 88381]) may be reported separately. Codes in this subsection are released on a quarterly basis to expedite dissemination for reporting. PLA codes will be published electronically on the AMA CPT® website (ama-assn.org/cpt-pla-codes), distributed via CPT® data files on a quarterly basis, and, at a minimum, made available in print annually in the CPT® codebook. See the Introduction section of the CPT® code set for a complete list of the dates of release and implementation. All codes that are included in this section are also included in Appendix O, with the procedure's proprietary name. In order to report a PLA code, the analysis performed must fulfill the code descriptor and must be the test represented by the proprietary name listed in Appendix O. In some instances, the descriptor language of PLA codes may be identical and the code may only be differentiated by the listed proprietary name in Appendix O. When more than one PLA has an identical descriptor, the codes will be denoted by the symbol "â™“." All PLA tests will have assigned codes in the PLA section of the code set. Any PLA coded test(s) that satisfies Category I criteria and has been accepted by the CPT® Editorial Panel will be designated by the addition of the symbol "^" to the existing PLA code and will remain in the PLA section of the code set. If a proprietary test has already been accepted for a Category I code and a code has not been published, subsequent application for a PLA code will take precedence. The code will only be placed in the PLA section. The accuracy of a PLA code is to be maintained by the original applicant, or the current owner of the test kit or laboratory performing the proprietary test. A new PLA code is required when: 1. Additional nucleic acid (DNA or RNA) and/or protein analysis(es) are added to the current PLA test, or 2. The name of the PLA test has changed in association with changes in test performance or test characteristics. The addition or modification of the therapeutic applications of the test require submission of a code change application, but it may not require a new code number. | 0001U-0599U | https://www.aapc.com/codes/cpt-codes/0547U | 2025-10-27T19:10:28.202213Z
0548U | Glial fibrillary acidic protein (GFAP), chemiluminescent enzyme immunoassay, using plasma | This is a Proprietary Laboratory Analyses (PLA) code, meaning that the code applies to only one unique lab test made by a specific manufacturer or performed by a specific lab. Report 0548U only for Glial Fibrillary Acidic Protein Blood Test from Neurocode USA Inc. and Fujirebio Diagnostics Inc. This test measures the levels of GFAP in plasma using a chemiluminescent enzyme immunoassay technique. Explanation This code represents the Glial Fibrillary Acidic Protein Blood Test from Neurocode USA Inc. and Fujirebio Diagnostics Inc. The test measures GFAP, a structural protein found in the brain's glial cells that helps maintain the structure and function of the nervous system. The test uses a chemiluminescent enzyme immunoassay, a laboratory technique in which antibodies bind to GFAP in the patient’s plasma, and a chemical reaction produces light. The intensity of this light is measured to determine the amount of GFAP present in the sample. Clinicians may order this test for neurodiagnostic purposes because elevated GFAP levels may indicate brain injuries or neurodegenerative diseases such as traumatic brain injury or Alzheimer's disease. Tips Use this code only for the appropriate proprietary test. Additional Info “U” codes are included in the CPT® code set to identify specific proprietary laboratory analyses (PLA) tests. PLA codes take precedence over the usual 80000 series codes for laboratory/pathology. Use this code only for the above–described test; do not report this test using any other CPT® code. PLA code descriptors follow existing code conventions when possible, and lab techniques used include multianalyte assays with algorithmic analyses (MAAA) and genomic sequencing procedures (GSP), among others. Read Less | Range Specific Guideline Proprietary laboratory analyses (PLA) codes describe proprietary clinical laboratory analyses and can be either provided by a single ("sole-source") laboratory or licensed or marketed to multiple providing laboratories (eg, cleared or approved by the Food and Drug Administration [FDA]). This subsection includes advanced diagnostic laboratory tests (ADLTs) and clinical diagnostic laboratory tests (CDLTs), as defined under the Protecting Access to Medicare Act (PAMA) of 2014. These analyses may include a range of medical laboratory tests including, but not limited to, multianalyte assays with algorithmic analyses (MAAA) and genomic sequencing procedures (GSP). The descriptor nomenclature follows, where possible, existing code conventions (eg, MAAA, GSP). Unless specifically noted, even though the Proprietary Laboratory Analyses section of the code set is located at the end of the Pathology and Laboratory section of the code set, a PLA code does not fulfill Category I code criteria. PLA codes are not required to fulfill the Category I criteria. The standards for inclusion in the PLA section are: The test must be commercially available in the United States for use on human specimens and The clinical laboratory or manufacturer that offers the test must request the code. For similar laboratory analyses that fulfill Category I criteria, see codes listed in the numeric 80000 series. When a PLA code is available to report a given proprietary laboratory service, that PLA code takes precedence. The service should not be reported with any other CPT® code(s) and other CPT® code(s) should not be used to report services that may be reported with that specific PLA code. These codes encompass all analytical services required for the analysis (eg, cell lysis, nucleic acid stabilization, extraction, digestion, amplification, hybridization and detection). For molecular analyses, additional procedures that are required prior to cell lysis (eg, microdissection [codes 88380 and 88381]) may be reported separately. Codes in this subsection are released on a quarterly basis to expedite dissemination for reporting. PLA codes will be published electronically on the AMA CPT® website (ama-assn.org/cpt-pla-codes), distributed via CPT® data files on a quarterly basis, and, at a minimum, made available in print annually in the CPT® codebook. See the Introduction section of the CPT® code set for a complete list of the dates of release and implementation. All codes that are included in this section are also included in Appendix O, with the procedure's proprietary name. In order to report a PLA code, the analysis performed must fulfill the code descriptor and must be the test represented by the proprietary name listed in Appendix O. In some instances, the descriptor language of PLA codes may be identical and the code may only be differentiated by the listed proprietary name in Appendix O. When more than one PLA has an identical descriptor, the codes will be denoted by the symbol "â™“." All PLA tests will have assigned codes in the PLA section of the code set. Any PLA coded test(s) that satisfies Category I criteria and has been accepted by the CPT® Editorial Panel will be designated by the addition of the symbol "^" to the existing PLA code and will remain in the PLA section of the code set. If a proprietary test has already been accepted for a Category I code and a code has not been published, subsequent application for a PLA code will take precedence. The code will only be placed in the PLA section. The accuracy of a PLA code is to be maintained by the original applicant, or the current owner of the test kit or laboratory performing the proprietary test. A new PLA code is required when: 1. Additional nucleic acid (DNA or RNA) and/or protein analysis(es) are added to the current PLA test, or 2. The name of the PLA test has changed in association with changes in test performance or test characteristics. The addition or modification of the therapeutic applications of the test require submission of a code change application, but it may not require a new code number. | 0001U-0599U | https://www.aapc.com/codes/cpt-codes/0548U | 2025-10-27T19:10:46.305617Z
0549U | Oncology (urothelial), DNA, quantitative methylated real-time PCR of TRNA-Cys, SIM2, and NKX1-1, using urine, diagnostic algorithm reported as a probability index for bladder cancer and/or upper tract urothelial carcinoma (UTUC) | This is a Proprietary Laboratory Analyses (PLA) code, meaning that the code applies to only one unique lab test made by a specific manufacturer or performed by a specific lab. Report 0549U only for Bladder CARE™ from Pangea Laboratory LLC. This test for urothelial cancer analyzes DNA methylation levels of three specific genes (TRNA–Cys, SIM2, and NKX1–1) using a quantitative methylated real–time polymerase chain reaction (PCR) method. The test is performed using a urine sample, and the results are reported as a probability index indicating the likelihood of bladder cancer or upper tract urothelial carcinoma (UTUC). Explanation This code represents Bladder CARE™ from Pangea Laboratory LLC. The test analyzes a urine sample for DNA methylation changes in three specific genes: TRNA–Cys, SIM2, and NKX1–1. DNA methylation is a chemical modification that can affect gene expression and is commonly associated with cancer development. The lab analyst uses a technique called quantitative methylated real–time polymerase chain reaction (PCR), which amplifies specific DNA regions and measures their methylation levels in real time. The test results provide a probability index that helps determine the likelihood of bladder cancer or upper tract urothelial carcinoma (UTUC). Clinicians may order this test to aid in the early detection of urothelial cancer, guiding further diagnostic procedures and decision making. Tips Use this code only for the appropriate proprietary test. Additional Info “U” codes are included in the CPT® code set to identify specific proprietary laboratory analyses (PLA) tests. PLA codes take precedence over the usual 80000 series codes for laboratory/pathology. Use this code only for the above–described test; do not report this test using any other CPT® code. PLA code descriptors follow existing code conventions when possible, and lab techniques used include multianalyte assays with algorithmic analyses (MAAA) and genomic sequencing procedures (GSP), among others. Read Less | Range Specific Guideline Proprietary laboratory analyses (PLA) codes describe proprietary clinical laboratory analyses and can be either provided by a single ("sole-source") laboratory or licensed or marketed to multiple providing laboratories (eg, cleared or approved by the Food and Drug Administration [FDA]). This subsection includes advanced diagnostic laboratory tests (ADLTs) and clinical diagnostic laboratory tests (CDLTs), as defined under the Protecting Access to Medicare Act (PAMA) of 2014. These analyses may include a range of medical laboratory tests including, but not limited to, multianalyte assays with algorithmic analyses (MAAA) and genomic sequencing procedures (GSP). The descriptor nomenclature follows, where possible, existing code conventions (eg, MAAA, GSP). Unless specifically noted, even though the Proprietary Laboratory Analyses section of the code set is located at the end of the Pathology and Laboratory section of the code set, a PLA code does not fulfill Category I code criteria. PLA codes are not required to fulfill the Category I criteria. The standards for inclusion in the PLA section are: The test must be commercially available in the United States for use on human specimens and The clinical laboratory or manufacturer that offers the test must request the code. For similar laboratory analyses that fulfill Category I criteria, see codes listed in the numeric 80000 series. When a PLA code is available to report a given proprietary laboratory service, that PLA code takes precedence. The service should not be reported with any other CPT® code(s) and other CPT® code(s) should not be used to report services that may be reported with that specific PLA code. These codes encompass all analytical services required for the analysis (eg, cell lysis, nucleic acid stabilization, extraction, digestion, amplification, hybridization and detection). For molecular analyses, additional procedures that are required prior to cell lysis (eg, microdissection [codes 88380 and 88381]) may be reported separately. Codes in this subsection are released on a quarterly basis to expedite dissemination for reporting. PLA codes will be published electronically on the AMA CPT® website (ama-assn.org/cpt-pla-codes), distributed via CPT® data files on a quarterly basis, and, at a minimum, made available in print annually in the CPT® codebook. See the Introduction section of the CPT® code set for a complete list of the dates of release and implementation. All codes that are included in this section are also included in Appendix O, with the procedure's proprietary name. In order to report a PLA code, the analysis performed must fulfill the code descriptor and must be the test represented by the proprietary name listed in Appendix O. In some instances, the descriptor language of PLA codes may be identical and the code may only be differentiated by the listed proprietary name in Appendix O. When more than one PLA has an identical descriptor, the codes will be denoted by the symbol "â™“." All PLA tests will have assigned codes in the PLA section of the code set. Any PLA coded test(s) that satisfies Category I criteria and has been accepted by the CPT® Editorial Panel will be designated by the addition of the symbol "^" to the existing PLA code and will remain in the PLA section of the code set. If a proprietary test has already been accepted for a Category I code and a code has not been published, subsequent application for a PLA code will take precedence. The code will only be placed in the PLA section. The accuracy of a PLA code is to be maintained by the original applicant, or the current owner of the test kit or laboratory performing the proprietary test. A new PLA code is required when: 1. Additional nucleic acid (DNA or RNA) and/or protein analysis(es) are added to the current PLA test, or 2. The name of the PLA test has changed in association with changes in test performance or test characteristics. The addition or modification of the therapeutic applications of the test require submission of a code change application, but it may not require a new code number. | 0001U-0599U | https://www.aapc.com/codes/cpt-codes/0549U | 2025-10-27T19:11:04.316412Z
0550U | Oncology (prostate), enzyme-linked immunosorbent assays (ELISA) for total prostate-specific antigen (PSA) and free PSA, serum, combined with age, previous negative prostate biopsy status, digital rectal examination findings, prostate volume, and image and data reporting of the prostate, algorithm reported as a risk score for the presence of high-grade prostate cancer | This is a Proprietary Laboratory Analyses (PLA) code, meaning that the code applies to only one unique lab test made by a specific manufacturer or performed by a specific lab. Report 0550U only for ClarityDx Prostate from Protean BioDiagnostics. This test for prostate cancer risk assessment combines enzyme–linked immunosorbent assays (ELISA) for total and free prostate–specific antigen (PSA) with clinical data such as age, previous negative biopsy status, digital rectal examination findings, prostate volume, and imaging results. The test generates a risk score for the presence of high–grade prostate cancer. Explanation This code represents ClarityDx Prostate from Protean BioDiagnostics. The lab processes a blood serum sample to measure total and free prostate–specific antigen (PSA) levels using an enzyme–linked immunosorbent assay (ELISA), a biochemical test that detects the presence and concentration of proteins. The PSA levels are combined with other clinical factors, including the patient’s age, prostate volume measured through imaging, findings from a digital rectal examination (DRE), and previous biopsy results. An algorithm processes this information to generate a risk score that helps assess the likelihood of high–grade prostate cancer. Clinicians may order this test to improve prostate cancer detection and assist in decision making for further testing or treatment. Tips Use this code only for the appropriate proprietary test. Additional Info “U” codes are included in the CPT® code set to identify specific proprietary laboratory analyses (PLA) tests. PLA codes take precedence over the usual 80000 series codes for laboratory/pathology. Use this code only for the above–described test; do not report this test using any other CPT® code. PLA code descriptors follow existing code conventions when possible, and lab techniques used include multianalyte assays with algorithmic analyses (MAAA) and genomic sequencing procedures (GSP), among others. Effective date of this code: April 1, 2025. Read Less | Range Specific Guideline Proprietary laboratory analyses (PLA) codes describe proprietary clinical laboratory analyses and can be either provided by a single ("sole-source") laboratory or licensed or marketed to multiple providing laboratories (eg, cleared or approved by the Food and Drug Administration [FDA]). This subsection includes advanced diagnostic laboratory tests (ADLTs) and clinical diagnostic laboratory tests (CDLTs), as defined under the Protecting Access to Medicare Act (PAMA) of 2014. These analyses may include a range of medical laboratory tests including, but not limited to, multianalyte assays with algorithmic analyses (MAAA) and genomic sequencing procedures (GSP). The descriptor nomenclature follows, where possible, existing code conventions (eg, MAAA, GSP). Unless specifically noted, even though the Proprietary Laboratory Analyses section of the code set is located at the end of the Pathology and Laboratory section of the code set, a PLA code does not fulfill Category I code criteria. PLA codes are not required to fulfill the Category I criteria. The standards for inclusion in the PLA section are: The test must be commercially available in the United States for use on human specimens and The clinical laboratory or manufacturer that offers the test must request the code. For similar laboratory analyses that fulfill Category I criteria, see codes listed in the numeric 80000 series. When a PLA code is available to report a given proprietary laboratory service, that PLA code takes precedence. The service should not be reported with any other CPT® code(s) and other CPT® code(s) should not be used to report services that may be reported with that specific PLA code. These codes encompass all analytical services required for the analysis (eg, cell lysis, nucleic acid stabilization, extraction, digestion, amplification, hybridization and detection). For molecular analyses, additional procedures that are required prior to cell lysis (eg, microdissection [codes 88380 and 88381]) may be reported separately. Codes in this subsection are released on a quarterly basis to expedite dissemination for reporting. PLA codes will be published electronically on the AMA CPT® website (ama-assn.org/cpt-pla-codes), distributed via CPT® data files on a quarterly basis, and, at a minimum, made available in print annually in the CPT® codebook. See the Introduction section of the CPT® code set for a complete list of the dates of release and implementation. All codes that are included in this section are also included in Appendix O, with the procedure's proprietary name. In order to report a PLA code, the analysis performed must fulfill the code descriptor and must be the test represented by the proprietary name listed in Appendix O. In some instances, the descriptor language of PLA codes may be identical and the code may only be differentiated by the listed proprietary name in Appendix O. When more than one PLA has an identical descriptor, the codes will be denoted by the symbol "â™“." All PLA tests will have assigned codes in the PLA section of the code set. Any PLA coded test(s) that satisfies Category I criteria and has been accepted by the CPT® Editorial Panel will be designated by the addition of the symbol "^" to the existing PLA code and will remain in the PLA section of the code set. If a proprietary test has already been accepted for a Category I code and a code has not been published, subsequent application for a PLA code will take precedence. The code will only be placed in the PLA section. The accuracy of a PLA code is to be maintained by the original applicant, or the current owner of the test kit or laboratory performing the proprietary test. A new PLA code is required when: 1. Additional nucleic acid (DNA or RNA) and/or protein analysis(es) are added to the current PLA test, or 2. The name of the PLA test has changed in association with changes in test performance or test characteristics. The addition or modification of the therapeutic applications of the test require submission of a code change application, but it may not require a new code number. | 0001U-0599U | https://www.aapc.com/codes/cpt-codes/0550U | 2025-10-27T19:11:22.195413Z
0551U | Tau, phosphorylated, pTau217, by single-molecule array (ultrasensitive digital protein detection), using plasma | This is a Proprietary Laboratory Analyses (PLA) code, meaning that the code applies to only one unique lab test made by a specific manufacturer or performed by a specific lab. Report 0551U only for LucentAD p–Tau 217 from Quanterix Corporation. This test measures the levels of phosphorylated tau protein (pTau217) in plasma using a highly sensitive single–molecule array technology. The test provides valuable information for assessing the presence of Alzheimer's disease. Explanation This code represents LucentAD p–Tau 217 from Quanterix Corporation. For this test, a blood sample is collected from the patient and analyzed to measure levels of phosphorylated tau protein (pTau217). Tau proteins help stabilize nerve cells in the brain, but in Alzheimer's disease, abnormal phosphorylation of tau proteins can contribute to nerve cell damage. The lab uses single–molecule array technology, an ultrasensitive digital protein detection method, to quantify pTau217 levels with high precision. Clinicians may order this test to support the diagnosis of Alzheimer's disease and guide treatment decisions and disease management. Tips Use this code only for the appropriate proprietary test. Additional Info “U” codes are included in the CPT® code set to identify specific proprietary laboratory analyses (PLA) tests. PLA codes take precedence over the usual 80000 series codes for laboratory/pathology. Use this code only for the above–described test; do not report this test using any other CPT® code. PLA code descriptors follow existing code conventions when possible, and lab techniques used include multianalyte assays with algorithmic analyses (MAAA) and genomic sequencing procedures (GSP), among others. Read Less | Range Specific Guideline Proprietary laboratory analyses (PLA) codes describe proprietary clinical laboratory analyses and can be either provided by a single ("sole-source") laboratory or licensed or marketed to multiple providing laboratories (eg, cleared or approved by the Food and Drug Administration [FDA]). This subsection includes advanced diagnostic laboratory tests (ADLTs) and clinical diagnostic laboratory tests (CDLTs), as defined under the Protecting Access to Medicare Act (PAMA) of 2014. These analyses may include a range of medical laboratory tests including, but not limited to, multianalyte assays with algorithmic analyses (MAAA) and genomic sequencing procedures (GSP). The descriptor nomenclature follows, where possible, existing code conventions (eg, MAAA, GSP). Unless specifically noted, even though the Proprietary Laboratory Analyses section of the code set is located at the end of the Pathology and Laboratory section of the code set, a PLA code does not fulfill Category I code criteria. PLA codes are not required to fulfill the Category I criteria. The standards for inclusion in the PLA section are: The test must be commercially available in the United States for use on human specimens and The clinical laboratory or manufacturer that offers the test must request the code. For similar laboratory analyses that fulfill Category I criteria, see codes listed in the numeric 80000 series. When a PLA code is available to report a given proprietary laboratory service, that PLA code takes precedence. The service should not be reported with any other CPT® code(s) and other CPT® code(s) should not be used to report services that may be reported with that specific PLA code. These codes encompass all analytical services required for the analysis (eg, cell lysis, nucleic acid stabilization, extraction, digestion, amplification, hybridization and detection). For molecular analyses, additional procedures that are required prior to cell lysis (eg, microdissection [codes 88380 and 88381]) may be reported separately. Codes in this subsection are released on a quarterly basis to expedite dissemination for reporting. PLA codes will be published electronically on the AMA CPT® website (ama-assn.org/cpt-pla-codes), distributed via CPT® data files on a quarterly basis, and, at a minimum, made available in print annually in the CPT® codebook. See the Introduction section of the CPT® code set for a complete list of the dates of release and implementation. All codes that are included in this section are also included in Appendix O, with the procedure's proprietary name. In order to report a PLA code, the analysis performed must fulfill the code descriptor and must be the test represented by the proprietary name listed in Appendix O. In some instances, the descriptor language of PLA codes may be identical and the code may only be differentiated by the listed proprietary name in Appendix O. When more than one PLA has an identical descriptor, the codes will be denoted by the symbol "â™“." All PLA tests will have assigned codes in the PLA section of the code set. Any PLA coded test(s) that satisfies Category I criteria and has been accepted by the CPT® Editorial Panel will be designated by the addition of the symbol "^" to the existing PLA code and will remain in the PLA section of the code set. If a proprietary test has already been accepted for a Category I code and a code has not been published, subsequent application for a PLA code will take precedence. The code will only be placed in the PLA section. The accuracy of a PLA code is to be maintained by the original applicant, or the current owner of the test kit or laboratory performing the proprietary test. A new PLA code is required when: 1. Additional nucleic acid (DNA or RNA) and/or protein analysis(es) are added to the current PLA test, or 2. The name of the PLA test has changed in association with changes in test performance or test characteristics. The addition or modification of the therapeutic applications of the test require submission of a code change application, but it may not require a new code number. | 0001U-0599U | https://www.aapc.com/codes/cpt-codes/0551U | 2025-10-27T19:11:40.063094Z
0552U | Reproductive medicine (preimplantation genetic assessment), analysis for known genetic disorders from trophectoderm biopsy, linkage analysis of disease-causing locus, and when possible, targeted mutation analysis for known familial variant, reported as low-risk or high-risk for familial genetic disorder | This is a Proprietary Laboratory Analyses (PLA) code, meaning that the code applies to only one unique lab test made by a specific manufacturer or performed by a specific lab. Report 0552U only for PGT–M from Igenomix®, part of Vitrolife Group™. This test screens embryos for known inherited genetic disorders before implantation. A trophectoderm biopsy is taken (from the outer layer of cells in the embryo), and the test uses linkage analysis to determine if the embryo inherited a region of DNA associated with a disease. When the family has a known mutation, targeted mutation analysis may be performed as well. The result shows if the embryo is low–risk or high–risk for the disorder. Explanation This code represents PGT–M from Igenomix®, part of Vitrolife Group™. For this genetic test, the lab extracts a sample of cells from the trophectoderm, which is the outer layer of cells in the embryo that later becomes the placenta. The lab performs linkage analysis, which looks at patterns of nearby DNA markers to determine whether the embryo has inherited the part of the genome that contains the disease–causing gene. If a specific genetic mutation is known in the family, the lab also performs targeted mutation analysis to detect that mutation directly. Clinicians may order this test to screen in vitro fertilization (IVF) embryos for inherited disorders, providing information about embryos that are less likely to carry a known genetic condition. Tips Use this code only for the appropriate proprietary test. Additional Info “U” codes are included in the CPT® code set to identify specific Proprietary Laboratory Analyses (PLA) tests. PLA codes take precedence over the usual 80000 series codes for laboratory/pathology. Use this code only for the above–described test; do not report this test using any other CPT® code. PLA code descriptors follow existing code conventions when possible, and lab techniques used include multianalyte assays with algorithmic analyses (MAAA) and genomic sequencing procedures (GSP), among others. Read Less | Range Specific Guideline Proprietary laboratory analyses (PLA) codes describe proprietary clinical laboratory analyses and can be either provided by a single ("sole-source") laboratory or licensed or marketed to multiple providing laboratories (eg, cleared or approved by the Food and Drug Administration [FDA]). This subsection includes advanced diagnostic laboratory tests (ADLTs) and clinical diagnostic laboratory tests (CDLTs), as defined under the Protecting Access to Medicare Act (PAMA) of 2014. These analyses may include a range of medical laboratory tests including, but not limited to, multianalyte assays with algorithmic analyses (MAAA) and genomic sequencing procedures (GSP). The descriptor nomenclature follows, where possible, existing code conventions (eg, MAAA, GSP). Unless specifically noted, even though the Proprietary Laboratory Analyses section of the code set is located at the end of the Pathology and Laboratory section of the code set, a PLA code does not fulfill Category I code criteria. PLA codes are not required to fulfill the Category I criteria. The standards for inclusion in the PLA section are: The test must be commercially available in the United States for use on human specimens and The clinical laboratory or manufacturer that offers the test must request the code. For similar laboratory analyses that fulfill Category I criteria, see codes listed in the numeric 80000 series. When a PLA code is available to report a given proprietary laboratory service, that PLA code takes precedence. The service should not be reported with any other CPT® code(s) and other CPT® code(s) should not be used to report services that may be reported with that specific PLA code. These codes encompass all analytical services required for the analysis (eg, cell lysis, nucleic acid stabilization, extraction, digestion, amplification, hybridization and detection). For molecular analyses, additional procedures that are required prior to cell lysis (eg, microdissection [codes 88380 and 88381]) may be reported separately. Codes in this subsection are released on a quarterly basis to expedite dissemination for reporting. PLA codes will be published electronically on the AMA CPT® website (ama-assn.org/cpt-pla-codes), distributed via CPT® data files on a quarterly basis, and, at a minimum, made available in print annually in the CPT® codebook. See the Introduction section of the CPT® code set for a complete list of the dates of release and implementation. All codes that are included in this section are also included in Appendix O, with the procedure's proprietary name. In order to report a PLA code, the analysis performed must fulfill the code descriptor and must be the test represented by the proprietary name listed in Appendix O. In some instances, the descriptor language of PLA codes may be identical and the code may only be differentiated by the listed proprietary name in Appendix O. When more than one PLA has an identical descriptor, the codes will be denoted by the symbol "â™“." All PLA tests will have assigned codes in the PLA section of the code set. Any PLA coded test(s) that satisfies Category I criteria and has been accepted by the CPT® Editorial Panel will be designated by the addition of the symbol "^" to the existing PLA code and will remain in the PLA section of the code set. If a proprietary test has already been accepted for a Category I code and a code has not been published, subsequent application for a PLA code will take precedence. The code will only be placed in the PLA section. The accuracy of a PLA code is to be maintained by the original applicant, or the current owner of the test kit or laboratory performing the proprietary test. A new PLA code is required when: 1. Additional nucleic acid (DNA or RNA) and/or protein analysis(es) are added to the current PLA test, or 2. The name of the PLA test has changed in association with changes in test performance or test characteristics. The addition or modification of the therapeutic applications of the test require submission of a code change application, but it may not require a new code number. | 0001U-0599U | https://www.aapc.com/codes/cpt-codes/0552U | 2025-10-27T19:11:58.238496Z
0553U | Reproductive medicine (preimplantation genetic assessment), analysis of 24 chromosomes using DNA genomic sequence analysis from embryonic trophectoderm for structural rearrangements, aneuploidy, and a mitochondrial DNA score, results reported as normal/balanced (euploidy/balanced), unbalanced structural rearrangement, monosomy, trisomy, segmental aneuploidy, or mosaic, per embryo tested | This is a Proprietary Laboratory Analyses (PLA) code, meaning that the code applies to only one unique lab test made by a specific manufacturer or performed by a specific lab. Report 0553U only for Smart PGT–A Plus from Igenomix®, part of Vitrolife Group™, and Thermo Fisher Scientific. This test assesses in vitro fertilization (IVF) embryos for chromosomal abnormalities before implantation. A sample of the trophectoderm (from the outer layer of cells in the embryo) is tested for 24 chromosomes to detect issues such as structural rearrangements, extra or missing chromosomes, and mosaicism. It also provides a mitochondrial DNA score. Results indicate whether the embryo has normal chromosomes or specific abnormalities. Explanation This code represents Smart PGT–A Plus from Igenomix®, part of Vitrolife Group™, and Thermo Fisher Scientific. The lab uses a sample from the embryo’s trophectoderm (from the outer layer of cells in the embryo) and performs DNA sequence analysis on all 24 chromosomes. The test detects structural rearrangements (changes in the arrangement of chromosome segments), aneuploidy (extra or missing chromosomes), and mosaicism (a mixture of normal and abnormal cells in the embryo). A mitochondrial DNA score is also included. Mitochondria are small structures inside cells that produce energy, and each mitochondrion contains its own DNA. The amount of DNA may reflect whether the embryo is likely to implant and develop. Each embryo tested will have its results reported using specific categories. A result of normal/balanced (euploidy/balanced) means the embryo has the correct number of chromosomes. The term euploidy refers to having a normal number of chromosomes. Balanced indicates there is not any missing or extra genetic material. An unbalanced structural rearrangement indicates a chromosome change that causes a gain or loss of genetic material, which may impact development. Monosomy means one chromosome from a pair is missing, while trisomy means there is an extra chromosome, resulting in three copies instead of the usual two. Segmental aneuploidy refers to a missing or extra segment of a chromosome, rather than the whole chromosome. A result of mosaic means that different cells within the same embryo have different chromosome makeups. Some may be normal, while others may carry abnormalities. Clinicians may order this test for in vitro fertilization (IVF) embryos to identify embryos with the best chance of successful implantation and healthy development. Tips Use this code only for the appropriate proprietary test. Additional Info “U” codes are included in the CPT® code set to identify specific Proprietary Laboratory Analyses (PLA) tests. PLA codes take precedence over the usual 80000 series codes for laboratory/pathology. Use this code only for the above–described test; do not report this test using any other CPT® code. PLA code descriptors follow existing code conventions when possible, and lab techniques used include multianalyte assays with algorithmic analyses (MAAA) and genomic sequencing procedures (GSP), among others. Read Less | Range Specific Guideline Proprietary laboratory analyses (PLA) codes describe proprietary clinical laboratory analyses and can be either provided by a single ("sole-source") laboratory or licensed or marketed to multiple providing laboratories (eg, cleared or approved by the Food and Drug Administration [FDA]). This subsection includes advanced diagnostic laboratory tests (ADLTs) and clinical diagnostic laboratory tests (CDLTs), as defined under the Protecting Access to Medicare Act (PAMA) of 2014. These analyses may include a range of medical laboratory tests including, but not limited to, multianalyte assays with algorithmic analyses (MAAA) and genomic sequencing procedures (GSP). The descriptor nomenclature follows, where possible, existing code conventions (eg, MAAA, GSP). Unless specifically noted, even though the Proprietary Laboratory Analyses section of the code set is located at the end of the Pathology and Laboratory section of the code set, a PLA code does not fulfill Category I code criteria. PLA codes are not required to fulfill the Category I criteria. The standards for inclusion in the PLA section are: The test must be commercially available in the United States for use on human specimens and The clinical laboratory or manufacturer that offers the test must request the code. For similar laboratory analyses that fulfill Category I criteria, see codes listed in the numeric 80000 series. When a PLA code is available to report a given proprietary laboratory service, that PLA code takes precedence. The service should not be reported with any other CPT® code(s) and other CPT® code(s) should not be used to report services that may be reported with that specific PLA code. These codes encompass all analytical services required for the analysis (eg, cell lysis, nucleic acid stabilization, extraction, digestion, amplification, hybridization and detection). For molecular analyses, additional procedures that are required prior to cell lysis (eg, microdissection [codes 88380 and 88381]) may be reported separately. Codes in this subsection are released on a quarterly basis to expedite dissemination for reporting. PLA codes will be published electronically on the AMA CPT® website (ama-assn.org/cpt-pla-codes), distributed via CPT® data files on a quarterly basis, and, at a minimum, made available in print annually in the CPT® codebook. See the Introduction section of the CPT® code set for a complete list of the dates of release and implementation. All codes that are included in this section are also included in Appendix O, with the procedure's proprietary name. In order to report a PLA code, the analysis performed must fulfill the code descriptor and must be the test represented by the proprietary name listed in Appendix O. In some instances, the descriptor language of PLA codes may be identical and the code may only be differentiated by the listed proprietary name in Appendix O. When more than one PLA has an identical descriptor, the codes will be denoted by the symbol "â™“." All PLA tests will have assigned codes in the PLA section of the code set. Any PLA coded test(s) that satisfies Category I criteria and has been accepted by the CPT® Editorial Panel will be designated by the addition of the symbol "^" to the existing PLA code and will remain in the PLA section of the code set. If a proprietary test has already been accepted for a Category I code and a code has not been published, subsequent application for a PLA code will take precedence. The code will only be placed in the PLA section. The accuracy of a PLA code is to be maintained by the original applicant, or the current owner of the test kit or laboratory performing the proprietary test. A new PLA code is required when: 1. Additional nucleic acid (DNA or RNA) and/or protein analysis(es) are added to the current PLA test, or 2. The name of the PLA test has changed in association with changes in test performance or test characteristics. The addition or modification of the therapeutic applications of the test require submission of a code change application, but it may not require a new code number. | 0001U-0599U | https://www.aapc.com/codes/cpt-codes/0553U | 2025-10-27T19:12:16.817863Z
0554U | Reproductive medicine (preimplantation genetic assessment), analysis of 24 chromosomes using DNA genomic sequence analysis from trophectoderm biopsy for aneuploidy, ploidy, a mitochondrial DNA score, and embryo quality control, results reported as normal (euploidy), monosomy, trisomy, segmental aneuploidy, triploid, haploid, or mosaic, with quality control results reported as contamination detected or inconsistent cohort when applicable, per embryo tested | This is a Proprietary Laboratory Analyses (PLA) code, meaning that the code applies to only one unique lab test made by a specific manufacturer or performed by a specific lab. Report 0554U only for Smart PGT–SR from Igenomix®, part of Vitrolife Group™, and Thermo Fisher Scientific. This test assesses in vitro fertilization (IVF) embryos by analyzing 24 chromosomes from a trophectoderm biopsy (from the outer layer of cells in the embryo) to check for chromosomal abnormalities such as aneuploidy, abnormal ploidy (such as triploidy or haploidy), and mosaicism. It also provides a mitochondrial DNA score and includes quality control results to ensure accurate testing. Explanation This code represents Smart PGT–SR from Igenomix®, part of Vitrolife Group™, and Thermo Fisher Scientific. The lab uses a sample from the embryo’s trophectoderm (from the outer layer of cells in the embryo) and performs DNA sequence analysis on all 24 chromosomes. The test evaluates aneuploidy (when there are extra or missing chromosomes), ploidy (the total number of chromosome sets, including abnormalities such as triploidy, where there are three sets, and haploidy, where there is only one set), and includes a mitochondrial DNA score, which provides information about mitochondrial activity. Mitochondria are small structures inside cells that produce energy, and each contains its own DNA. The amount of mitochondrial DNA may reflect whether the embryo is likely to implant and develop. The test also includes quality control results to identify problems such as contamination (such as from maternal cells) or inconsistent cohort, which means the sample may not match (be genetically related to) the expected embryo group. Each embryo tested will have its results reported using specific categories. A result of normal (euploidy) means the embryo has the correct number of chromosomes. Monosomy means one chromosome from a pair is missing, while trisomy means there is an extra chromosome. Segmental aneuploidy refers to a missing or extra piece of a chromosome. Triploid means the embryo has three full sets of chromosomes instead of two, and haploid means it has only one set. A result of mosaic means that different cells within the same embryo have different chromosome makeups. Some may be normal, while others may carry abnormalities. Clinicians may order this test to help identify in vitro fertilization (IVF) embryos with the best chance of implantation and healthy development. Tips Use this code only for the appropriate proprietary test. Additional Info “U” codes are included in the CPT® code set to identify specific Proprietary Laboratory Analyses (PLA) tests. PLA codes take precedence over the usual 80000 series codes for laboratory/pathology. Use this code only for the above–described test; do not report this test using any other CPT® code. PLA code descriptors follow existing code conventions when possible, and lab techniques used include multianalyte assays with algorithmic analyses (MAAA) and genomic sequencing procedures (GSP), among others. Read Less | Range Specific Guideline Proprietary laboratory analyses (PLA) codes describe proprietary clinical laboratory analyses and can be either provided by a single ("sole-source") laboratory or licensed or marketed to multiple providing laboratories (eg, cleared or approved by the Food and Drug Administration [FDA]). This subsection includes advanced diagnostic laboratory tests (ADLTs) and clinical diagnostic laboratory tests (CDLTs), as defined under the Protecting Access to Medicare Act (PAMA) of 2014. These analyses may include a range of medical laboratory tests including, but not limited to, multianalyte assays with algorithmic analyses (MAAA) and genomic sequencing procedures (GSP). The descriptor nomenclature follows, where possible, existing code conventions (eg, MAAA, GSP). Unless specifically noted, even though the Proprietary Laboratory Analyses section of the code set is located at the end of the Pathology and Laboratory section of the code set, a PLA code does not fulfill Category I code criteria. PLA codes are not required to fulfill the Category I criteria. The standards for inclusion in the PLA section are: The test must be commercially available in the United States for use on human specimens and The clinical laboratory or manufacturer that offers the test must request the code. For similar laboratory analyses that fulfill Category I criteria, see codes listed in the numeric 80000 series. When a PLA code is available to report a given proprietary laboratory service, that PLA code takes precedence. The service should not be reported with any other CPT® code(s) and other CPT® code(s) should not be used to report services that may be reported with that specific PLA code. These codes encompass all analytical services required for the analysis (eg, cell lysis, nucleic acid stabilization, extraction, digestion, amplification, hybridization and detection). For molecular analyses, additional procedures that are required prior to cell lysis (eg, microdissection [codes 88380 and 88381]) may be reported separately. Codes in this subsection are released on a quarterly basis to expedite dissemination for reporting. PLA codes will be published electronically on the AMA CPT® website (ama-assn.org/cpt-pla-codes), distributed via CPT® data files on a quarterly basis, and, at a minimum, made available in print annually in the CPT® codebook. See the Introduction section of the CPT® code set for a complete list of the dates of release and implementation. All codes that are included in this section are also included in Appendix O, with the procedure's proprietary name. In order to report a PLA code, the analysis performed must fulfill the code descriptor and must be the test represented by the proprietary name listed in Appendix O. In some instances, the descriptor language of PLA codes may be identical and the code may only be differentiated by the listed proprietary name in Appendix O. When more than one PLA has an identical descriptor, the codes will be denoted by the symbol "â™“." All PLA tests will have assigned codes in the PLA section of the code set. Any PLA coded test(s) that satisfies Category I criteria and has been accepted by the CPT® Editorial Panel will be designated by the addition of the symbol "^" to the existing PLA code and will remain in the PLA section of the code set. If a proprietary test has already been accepted for a Category I code and a code has not been published, subsequent application for a PLA code will take precedence. The code will only be placed in the PLA section. The accuracy of a PLA code is to be maintained by the original applicant, or the current owner of the test kit or laboratory performing the proprietary test. A new PLA code is required when: 1. Additional nucleic acid (DNA or RNA) and/or protein analysis(es) are added to the current PLA test, or 2. The name of the PLA test has changed in association with changes in test performance or test characteristics. The addition or modification of the therapeutic applications of the test require submission of a code change application, but it may not require a new code number. | 0001U-0599U | https://www.aapc.com/codes/cpt-codes/0554U | 2025-10-27T19:12:34.848949Z
0555U | Reproductive medicine (preimplantation genetic assessment), analysis of 24 chromosomes using DNA genomic sequence analysis from embryonic trophectoderm for structural rearrangements, aneuploidy, ploidy, a mitochondrial DNA score, and embryo quality control, results reported as normal/balanced (euploidy/balanced), unbalanced structural rearrangement, monosomy, trisomy, segmental aneuploidy, triploid, haploid, or mosaic, with quality control results reported as contamination detected or inconsistent cohort when applicable, per embryo tested | This is a Proprietary Laboratory Analyses (PLA) code, meaning that the code applies to only one unique lab test made by a specific manufacturer or performed by a specific lab. Report 0555U only for Smart PGT–SR Plus from Igenomix®, part of Vitrolife Group™, and Thermo Fisher Scientific. This test examines 24 chromosomes in in vitro fertilization (IVF) embryos for structural changes and abnormalities in chromosome number. It uses DNA from the trophectoderm layer of the embryo and also includes a mitochondrial DNA score and quality control results to check for potential testing issues. Explanation This code represents Smart PGT–SR Plus from Igenomix®, part of Vitrolife Group™, and Thermo Fisher Scientific. The lab uses a sample from the embryo’s trophectoderm (from the outer layer of cells in the embryo) and performs DNA sequence analysis on all 24 chromosomes. The test evaluates structural rearrangements (changes in the arrangement of chromosome segments), aneuploidy (extra or missing chromosomes), and ploidy (abnormal chromosome set numbers such as triploidy or haploidy). It also provides a mitochondrial DNA score, which reflects mitochondrial activity. Mitochondria are the cell’s energy producers and contain their own DNA. The score may help assess the embryo’s likelihood of successful implantation. The test includes quality control results to detect issues like contamination (such as maternal cells) or inconsistent cohort, meaning the embryo sample may not match (be genetically related to) the expected group. Each embryo tested will have its results reported using specific categories. A result of normal/balanced (euploidy/balanced) means the embryo has the correct number of chromosomes. Euploidy means a normal chromosome count, and balanced indicates there is not any missing or extra genetic material. An unbalanced structural rearrangement means that the chromosome segments have changed in a way that adds or removes genetic material. Monosomy means one chromosome from a pair is missing, while trisomy means there is an extra chromosome. Segmental aneuploidy refers to a missing or extra part of a chromosome. Triploid means the embryo has three full sets of chromosomes, and haploid means it has only one. Mosaic means that different cells in the same embryo have different chromosome patterns. Some may be normal and others abnormal. Clinicians may order this test to help select in vitro fertilization (IVF) embryos most likely to result in a healthy pregnancy. Tips Use this code only for the appropriate proprietary test. Additional Info “U” codes are included in the CPT® code set to identify specific Proprietary Laboratory Analyses (PLA) tests. PLA codes take precedence over the usual 80000 series codes for laboratory/pathology. Use this code only for the above–described test; do not report this test using any other CPT® code. PLA code descriptors follow existing code conventions when possible, and lab techniques used include multianalyte assays with algorithmic analyses (MAAA) and genomic sequencing procedures (GSP), among others. Read Less | Range Specific Guideline Proprietary laboratory analyses (PLA) codes describe proprietary clinical laboratory analyses and can be either provided by a single ("sole-source") laboratory or licensed or marketed to multiple providing laboratories (eg, cleared or approved by the Food and Drug Administration [FDA]). This subsection includes advanced diagnostic laboratory tests (ADLTs) and clinical diagnostic laboratory tests (CDLTs), as defined under the Protecting Access to Medicare Act (PAMA) of 2014. These analyses may include a range of medical laboratory tests including, but not limited to, multianalyte assays with algorithmic analyses (MAAA) and genomic sequencing procedures (GSP). The descriptor nomenclature follows, where possible, existing code conventions (eg, MAAA, GSP). Unless specifically noted, even though the Proprietary Laboratory Analyses section of the code set is located at the end of the Pathology and Laboratory section of the code set, a PLA code does not fulfill Category I code criteria. PLA codes are not required to fulfill the Category I criteria. The standards for inclusion in the PLA section are: The test must be commercially available in the United States for use on human specimens and The clinical laboratory or manufacturer that offers the test must request the code. For similar laboratory analyses that fulfill Category I criteria, see codes listed in the numeric 80000 series. When a PLA code is available to report a given proprietary laboratory service, that PLA code takes precedence. The service should not be reported with any other CPT® code(s) and other CPT® code(s) should not be used to report services that may be reported with that specific PLA code. These codes encompass all analytical services required for the analysis (eg, cell lysis, nucleic acid stabilization, extraction, digestion, amplification, hybridization and detection). For molecular analyses, additional procedures that are required prior to cell lysis (eg, microdissection [codes 88380 and 88381]) may be reported separately. Codes in this subsection are released on a quarterly basis to expedite dissemination for reporting. PLA codes will be published electronically on the AMA CPT® website (ama-assn.org/cpt-pla-codes), distributed via CPT® data files on a quarterly basis, and, at a minimum, made available in print annually in the CPT® codebook. See the Introduction section of the CPT® code set for a complete list of the dates of release and implementation. All codes that are included in this section are also included in Appendix O, with the procedure's proprietary name. In order to report a PLA code, the analysis performed must fulfill the code descriptor and must be the test represented by the proprietary name listed in Appendix O. In some instances, the descriptor language of PLA codes may be identical and the code may only be differentiated by the listed proprietary name in Appendix O. When more than one PLA has an identical descriptor, the codes will be denoted by the symbol "â™“." All PLA tests will have assigned codes in the PLA section of the code set. Any PLA coded test(s) that satisfies Category I criteria and has been accepted by the CPT® Editorial Panel will be designated by the addition of the symbol "^" to the existing PLA code and will remain in the PLA section of the code set. If a proprietary test has already been accepted for a Category I code and a code has not been published, subsequent application for a PLA code will take precedence. The code will only be placed in the PLA section. The accuracy of a PLA code is to be maintained by the original applicant, or the current owner of the test kit or laboratory performing the proprietary test. A new PLA code is required when: 1. Additional nucleic acid (DNA or RNA) and/or protein analysis(es) are added to the current PLA test, or 2. The name of the PLA test has changed in association with changes in test performance or test characteristics. The addition or modification of the therapeutic applications of the test require submission of a code change application, but it may not require a new code number. | 0001U-0599U | https://www.aapc.com/codes/cpt-codes/0555U | 2025-10-27T19:12:53.429444Z
0556U | Infectious disease (bacterial or viral respiratory tract infection), pathogen-specific DNA and RNA by real-time PCR, 12 targets, nasopharyngeal or oropharyngeal swab, including multiplex reverse transcription for RNA targets, each analyte reported as detected or not detected | This is a Proprietary Laboratory Analyses (PLA) code, meaning that the code applies to only one unique lab test made by a specific manufacturer or performed by a specific lab. Report 0556U only for HealthTrackRx from Thermo Fisher Scientific. This test checks for bacterial and viral infections in the respiratory tract. It uses real–time polymerase chain reaction (PCR) technology to detect the DNA or RNA of 12 different possible pathogens. The sample is collected using a swab from either the nose or throat. The test includes a reverse transcription step to convert RNA into DNA, allowing viruses with RNA to be analyzed. Each result is reported as either detected or not detected. Explanation This code represents HealthTrackRx from Thermo Fisher Scientific. For this respiratory infection test, a sample is used from the patient’s nasopharynx (the upper part of the throat behind the nose) or oropharynx (the part of the throat behind the mouth). The sample is analyzed using real–time polymerase chain reaction (PCR), a laboratory technique that amplifies small amounts of genetic material (DNA or RNA) so that it can be detected. For viruses with RNA, a process called reverse transcription is first used to convert the RNA into DNA, and multiple targets can be tested at once through a process called multiplexing. The test is designed to detect 12 specific pathogens that may be causing the respiratory symptoms. Each organism is reported as either detected or not detected based on whether its genetic material is found in the sample. Clinicians may order this test to quickly determine the specific bacteria or viruses causing a respiratory tract infection so they can choose the most appropriate treatment. Tips Use this code only for the appropriate proprietary test. Additional Info “U” codes are included in the CPT® code set to identify specific Proprietary Laboratory Analyses (PLA) tests. PLA codes take precedence over the usual 80000 series codes for laboratory/pathology. Use this code only for the above–described test; do not report this test using any other CPT® code. PLA code descriptors follow existing code conventions when possible, and lab techniques used include multianalyte assays with algorithmic analyses (MAAA) and genomic sequencing procedures (GSP), among others. Read Less | Range Specific Guideline Proprietary laboratory analyses (PLA) codes describe proprietary clinical laboratory analyses and can be either provided by a single ("sole-source") laboratory or licensed or marketed to multiple providing laboratories (eg, cleared or approved by the Food and Drug Administration [FDA]). This subsection includes advanced diagnostic laboratory tests (ADLTs) and clinical diagnostic laboratory tests (CDLTs), as defined under the Protecting Access to Medicare Act (PAMA) of 2014. These analyses may include a range of medical laboratory tests including, but not limited to, multianalyte assays with algorithmic analyses (MAAA) and genomic sequencing procedures (GSP). The descriptor nomenclature follows, where possible, existing code conventions (eg, MAAA, GSP). Unless specifically noted, even though the Proprietary Laboratory Analyses section of the code set is located at the end of the Pathology and Laboratory section of the code set, a PLA code does not fulfill Category I code criteria. PLA codes are not required to fulfill the Category I criteria. The standards for inclusion in the PLA section are: The test must be commercially available in the United States for use on human specimens and The clinical laboratory or manufacturer that offers the test must request the code. For similar laboratory analyses that fulfill Category I criteria, see codes listed in the numeric 80000 series. When a PLA code is available to report a given proprietary laboratory service, that PLA code takes precedence. The service should not be reported with any other CPT® code(s) and other CPT® code(s) should not be used to report services that may be reported with that specific PLA code. These codes encompass all analytical services required for the analysis (eg, cell lysis, nucleic acid stabilization, extraction, digestion, amplification, hybridization and detection). For molecular analyses, additional procedures that are required prior to cell lysis (eg, microdissection [codes 88380 and 88381]) may be reported separately. Codes in this subsection are released on a quarterly basis to expedite dissemination for reporting. PLA codes will be published electronically on the AMA CPT® website (ama-assn.org/cpt-pla-codes), distributed via CPT® data files on a quarterly basis, and, at a minimum, made available in print annually in the CPT® codebook. See the Introduction section of the CPT® code set for a complete list of the dates of release and implementation. All codes that are included in this section are also included in Appendix O, with the procedure's proprietary name. In order to report a PLA code, the analysis performed must fulfill the code descriptor and must be the test represented by the proprietary name listed in Appendix O. In some instances, the descriptor language of PLA codes may be identical and the code may only be differentiated by the listed proprietary name in Appendix O. When more than one PLA has an identical descriptor, the codes will be denoted by the symbol "â™“." All PLA tests will have assigned codes in the PLA section of the code set. Any PLA coded test(s) that satisfies Category I criteria and has been accepted by the CPT® Editorial Panel will be designated by the addition of the symbol "^" to the existing PLA code and will remain in the PLA section of the code set. If a proprietary test has already been accepted for a Category I code and a code has not been published, subsequent application for a PLA code will take precedence. The code will only be placed in the PLA section. The accuracy of a PLA code is to be maintained by the original applicant, or the current owner of the test kit or laboratory performing the proprietary test. A new PLA code is required when: 1. Additional nucleic acid (DNA or RNA) and/or protein analysis(es) are added to the current PLA test, or 2. The name of the PLA test has changed in association with changes in test performance or test characteristics. The addition or modification of the therapeutic applications of the test require submission of a code change application, but it may not require a new code number. | 0001U-0599U | https://www.aapc.com/codes/cpt-codes/0556U | 2025-10-27T19:13:11.234496Z
0557U | Infectious disease (bacterial vaginosis and vaginitis), real-time amplification of DNA markers for Atopobium vaginae, Gardnerella vaginalis, Megasphaera types 1 and 2, bacterial vaginosis associated bacteria-2 and -3 (BVAB-2, BVAB-3), Mobiluncus species, Trichomonas vaginalis, Neisseria gonorrhoeae, Candida species (C. albicans, C. tropicalis, C. parapsilosis, C. glabrata, C. krusei), Herpes simplex viruses 1 and 2, vaginal fluid, reported as detected or not detected for each organism | This is a Proprietary Laboratory Analyses (PLA) code, meaning that the code applies to only one unique lab test made by a specific manufacturer or performed by a specific lab. Report 0557U only for HealthTrackRx Vaginitis from HealthTrackRx and Thermo Fisher Scientific. This test uses real–time DNA amplification to identify bacteria, yeast, parasites, and viruses that may be causing vaginal infections, including bacterial vaginosis and vaginitis. It analyzes vaginal fluid to detect DNA from specific organisms. Results for each organism are reported as either detected or not detected. Explanation This code represents HealthTrackRx Vaginitis from HealthTrackRx and Thermo Fisher Scientific. For this test, the lab analyzes a sample of vaginal fluid using real–time DNA amplification, a method that increases the amount of genetic material from the target organisms to detectable levels. The test checks for a wide range of organisms that can cause vaginal infections. This includes the bacteria Atopobium vaginae, Gardnerella vaginalis, Megasphaera (types 1 and 2), Mobiluncus species, Neisseria gonorrhoeae, and bacterial vaginosis–associated bacteria 2 and 3 (BVAB–2, BVAB–3); the protozoal parasite Trichomonas vaginalis; Candida (yeast) species C. albicans, C. tropicalis, C. parapsilosis, C. glabrata, and C. krusei; and the viruses Herpes simplex virus types 1 and 2. Each organism is reported as either detected or not detected, based on the presence of its DNA in the sample. Clinicians may order this test to determine the cause of vaginal symptoms such as discharge, irritation, or odor, and to guide treatment based on the specific organisms detected. Tips Use this code only for the appropriate proprietary test. Additional Info “U” codes are included in the CPT® code set to identify specific Proprietary Laboratory Analyses (PLA) tests. PLA codes take precedence over the usual 80000 series codes for laboratory/pathology. Use this code only for the above–described test; do not report this test using any other CPT® code. PLA code descriptors follow existing code conventions when possible, and lab techniques used include multianalyte assays with algorithmic analyses (MAAA) and genomic sequencing procedures (GSP), among others. Read Less | Range Specific Guideline Proprietary laboratory analyses (PLA) codes describe proprietary clinical laboratory analyses and can be either provided by a single ("sole-source") laboratory or licensed or marketed to multiple providing laboratories (eg, cleared or approved by the Food and Drug Administration [FDA]). This subsection includes advanced diagnostic laboratory tests (ADLTs) and clinical diagnostic laboratory tests (CDLTs), as defined under the Protecting Access to Medicare Act (PAMA) of 2014. These analyses may include a range of medical laboratory tests including, but not limited to, multianalyte assays with algorithmic analyses (MAAA) and genomic sequencing procedures (GSP). The descriptor nomenclature follows, where possible, existing code conventions (eg, MAAA, GSP). Unless specifically noted, even though the Proprietary Laboratory Analyses section of the code set is located at the end of the Pathology and Laboratory section of the code set, a PLA code does not fulfill Category I code criteria. PLA codes are not required to fulfill the Category I criteria. The standards for inclusion in the PLA section are: The test must be commercially available in the United States for use on human specimens and The clinical laboratory or manufacturer that offers the test must request the code. For similar laboratory analyses that fulfill Category I criteria, see codes listed in the numeric 80000 series. When a PLA code is available to report a given proprietary laboratory service, that PLA code takes precedence. The service should not be reported with any other CPT® code(s) and other CPT® code(s) should not be used to report services that may be reported with that specific PLA code. These codes encompass all analytical services required for the analysis (eg, cell lysis, nucleic acid stabilization, extraction, digestion, amplification, hybridization and detection). For molecular analyses, additional procedures that are required prior to cell lysis (eg, microdissection [codes 88380 and 88381]) may be reported separately. Codes in this subsection are released on a quarterly basis to expedite dissemination for reporting. PLA codes will be published electronically on the AMA CPT® website (ama-assn.org/cpt-pla-codes), distributed via CPT® data files on a quarterly basis, and, at a minimum, made available in print annually in the CPT® codebook. See the Introduction section of the CPT® code set for a complete list of the dates of release and implementation. All codes that are included in this section are also included in Appendix O, with the procedure's proprietary name. In order to report a PLA code, the analysis performed must fulfill the code descriptor and must be the test represented by the proprietary name listed in Appendix O. In some instances, the descriptor language of PLA codes may be identical and the code may only be differentiated by the listed proprietary name in Appendix O. When more than one PLA has an identical descriptor, the codes will be denoted by the symbol "â™“." All PLA tests will have assigned codes in the PLA section of the code set. Any PLA coded test(s) that satisfies Category I criteria and has been accepted by the CPT® Editorial Panel will be designated by the addition of the symbol "^" to the existing PLA code and will remain in the PLA section of the code set. If a proprietary test has already been accepted for a Category I code and a code has not been published, subsequent application for a PLA code will take precedence. The code will only be placed in the PLA section. The accuracy of a PLA code is to be maintained by the original applicant, or the current owner of the test kit or laboratory performing the proprietary test. A new PLA code is required when: 1. Additional nucleic acid (DNA or RNA) and/or protein analysis(es) are added to the current PLA test, or 2. The name of the PLA test has changed in association with changes in test performance or test characteristics. The addition or modification of the therapeutic applications of the test require submission of a code change application, but it may not require a new code number. | 0001U-0599U | https://www.aapc.com/codes/cpt-codes/0557U | 2025-10-27T19:13:29.188990Z
0558U | Oncology (colorectal), quantitative enzyme-linked immunosorbent assay (ELISA) for secreted colorectal cancer protein marker (BF7 antigen), using serum, result reported as indicative of response/no response to therapy or disease progression/regression | This is a Proprietary Laboratory Analyses (PLA) code, meaning that the code applies to only one unique lab test made by a specific manufacturer or performed by a specific lab. Report 0558U only for IGoCheck™ from Milagen Inc. This blood–based test for colorectal cancer measures the amount of a protein marker known as BF7 antigen in the patient’s serum using an enzyme–linked immunosorbent assay (ELISA). Results help determine if the cancer is responding to therapy or showing signs of progression or regression. Explanation This code represents IGoCheck™ from Milagen Inc. For this test, the laboratory uses a blood sample and processes the serum (the clear liquid portion of the blood after clotting). The lab then performs an enzyme–linked immunosorbent assay (ELISA), a method that uses antibodies and color change to detect the presence and quantity of a specific substance. In this case, the test measures levels of the BF7 antigen, a protein marker secreted in association with colorectal cancer. The results are reported as indicating either a response or no response to cancer therapy, or whether there is evidence of disease progression or regression over time. Clinicians may order this test to monitor how well a patient with colorectal cancer is responding to treatment or to assess whether the disease is advancing or improving. Tips Use this code only for the appropriate proprietary test. Additional Info “U” codes are included in the CPT® code set to identify specific Proprietary Laboratory Analyses (PLA) tests. PLA codes take precedence over the usual 80000 series codes for laboratory/pathology. Use this code only for the above–described test; do not report this test using any other CPT® code. PLA code descriptors follow existing code conventions when possible, and lab techniques used include multianalyte assays with algorithmic analyses (MAAA) and genomic sequencing procedures (GSP), among others. Read Less | Range Specific Guideline Proprietary laboratory analyses (PLA) codes describe proprietary clinical laboratory analyses and can be either provided by a single ("sole-source") laboratory or licensed or marketed to multiple providing laboratories (eg, cleared or approved by the Food and Drug Administration [FDA]). This subsection includes advanced diagnostic laboratory tests (ADLTs) and clinical diagnostic laboratory tests (CDLTs), as defined under the Protecting Access to Medicare Act (PAMA) of 2014. These analyses may include a range of medical laboratory tests including, but not limited to, multianalyte assays with algorithmic analyses (MAAA) and genomic sequencing procedures (GSP). The descriptor nomenclature follows, where possible, existing code conventions (eg, MAAA, GSP). Unless specifically noted, even though the Proprietary Laboratory Analyses section of the code set is located at the end of the Pathology and Laboratory section of the code set, a PLA code does not fulfill Category I code criteria. PLA codes are not required to fulfill the Category I criteria. The standards for inclusion in the PLA section are: The test must be commercially available in the United States for use on human specimens and The clinical laboratory or manufacturer that offers the test must request the code. For similar laboratory analyses that fulfill Category I criteria, see codes listed in the numeric 80000 series. When a PLA code is available to report a given proprietary laboratory service, that PLA code takes precedence. The service should not be reported with any other CPT® code(s) and other CPT® code(s) should not be used to report services that may be reported with that specific PLA code. These codes encompass all analytical services required for the analysis (eg, cell lysis, nucleic acid stabilization, extraction, digestion, amplification, hybridization and detection). For molecular analyses, additional procedures that are required prior to cell lysis (eg, microdissection [codes 88380 and 88381]) may be reported separately. Codes in this subsection are released on a quarterly basis to expedite dissemination for reporting. PLA codes will be published electronically on the AMA CPT® website (ama-assn.org/cpt-pla-codes), distributed via CPT® data files on a quarterly basis, and, at a minimum, made available in print annually in the CPT® codebook. See the Introduction section of the CPT® code set for a complete list of the dates of release and implementation. All codes that are included in this section are also included in Appendix O, with the procedure's proprietary name. In order to report a PLA code, the analysis performed must fulfill the code descriptor and must be the test represented by the proprietary name listed in Appendix O. In some instances, the descriptor language of PLA codes may be identical and the code may only be differentiated by the listed proprietary name in Appendix O. When more than one PLA has an identical descriptor, the codes will be denoted by the symbol "â™“." All PLA tests will have assigned codes in the PLA section of the code set. Any PLA coded test(s) that satisfies Category I criteria and has been accepted by the CPT® Editorial Panel will be designated by the addition of the symbol "^" to the existing PLA code and will remain in the PLA section of the code set. If a proprietary test has already been accepted for a Category I code and a code has not been published, subsequent application for a PLA code will take precedence. The code will only be placed in the PLA section. The accuracy of a PLA code is to be maintained by the original applicant, or the current owner of the test kit or laboratory performing the proprietary test. A new PLA code is required when: 1. Additional nucleic acid (DNA or RNA) and/or protein analysis(es) are added to the current PLA test, or 2. The name of the PLA test has changed in association with changes in test performance or test characteristics. The addition or modification of the therapeutic applications of the test require submission of a code change application, but it may not require a new code number. | 0001U-0599U | https://www.aapc.com/codes/cpt-codes/0558U | 2025-10-27T19:13:47.068383Z
0559U | Oncology (breast), quantitative enzyme-linked immunosorbent assay (ELISA) for secreted breast cancer protein marker (BF9 antigen), serum, result reported as indicative of response/no response to therapy or disease progression/regression | This is a Proprietary Laboratory Analyses (PLA) code, meaning that the code applies to only one unique lab test made by a specific manufacturer or performed by a specific lab. Report 0559U only for MammoCheck™ from Milagen Inc. This blood–based test for breast cancer measures the amount of a protein marker known as BF9 antigen in the patient’s serum using an enzyme–linked immunosorbent assay (ELISA). Results help determine if the cancer is responding to therapy or showing signs of progression or regression. Explanation This code represents MammoCheck™ from Milagen Inc. For this test, the laboratory uses a blood sample and processes the serum (the clear liquid portion of the blood after clotting). The lab then performs an enzyme–linked immunosorbent assay (ELISA), a method that uses antibodies and color change to detect the presence and quantity of a specific substance. In this case, the test measures levels of the BF9 antigen, a protein marker secreted in association with breast cancer. The results are reported as indicating either a response or no response to cancer therapy, or whether there is evidence of disease progression or regression over time. Clinicians may order this test to monitor how well a patient with breast cancer is responding to treatment or to assess whether the disease is advancing or improving. Tips Use this code only for the appropriate proprietary test. Additional Info “U” codes are included in the CPT® code set to identify specific Proprietary Laboratory Analyses (PLA) tests. PLA codes take precedence over the usual 80000 series codes for laboratory/pathology. Use this code only for the above–described test; do not report this test using any other CPT® code. PLA code descriptors follow existing code conventions when possible, and lab techniques used include multianalyte assays with algorithmic analyses (MAAA) and genomic sequencing procedures (GSP), among others. Read Less | Range Specific Guideline Proprietary laboratory analyses (PLA) codes describe proprietary clinical laboratory analyses and can be either provided by a single ("sole-source") laboratory or licensed or marketed to multiple providing laboratories (eg, cleared or approved by the Food and Drug Administration [FDA]). This subsection includes advanced diagnostic laboratory tests (ADLTs) and clinical diagnostic laboratory tests (CDLTs), as defined under the Protecting Access to Medicare Act (PAMA) of 2014. These analyses may include a range of medical laboratory tests including, but not limited to, multianalyte assays with algorithmic analyses (MAAA) and genomic sequencing procedures (GSP). The descriptor nomenclature follows, where possible, existing code conventions (eg, MAAA, GSP). Unless specifically noted, even though the Proprietary Laboratory Analyses section of the code set is located at the end of the Pathology and Laboratory section of the code set, a PLA code does not fulfill Category I code criteria. PLA codes are not required to fulfill the Category I criteria. The standards for inclusion in the PLA section are: The test must be commercially available in the United States for use on human specimens and The clinical laboratory or manufacturer that offers the test must request the code. For similar laboratory analyses that fulfill Category I criteria, see codes listed in the numeric 80000 series. When a PLA code is available to report a given proprietary laboratory service, that PLA code takes precedence. The service should not be reported with any other CPT® code(s) and other CPT® code(s) should not be used to report services that may be reported with that specific PLA code. These codes encompass all analytical services required for the analysis (eg, cell lysis, nucleic acid stabilization, extraction, digestion, amplification, hybridization and detection). For molecular analyses, additional procedures that are required prior to cell lysis (eg, microdissection [codes 88380 and 88381]) may be reported separately. Codes in this subsection are released on a quarterly basis to expedite dissemination for reporting. PLA codes will be published electronically on the AMA CPT® website (ama-assn.org/cpt-pla-codes), distributed via CPT® data files on a quarterly basis, and, at a minimum, made available in print annually in the CPT® codebook. See the Introduction section of the CPT® code set for a complete list of the dates of release and implementation. All codes that are included in this section are also included in Appendix O, with the procedure's proprietary name. In order to report a PLA code, the analysis performed must fulfill the code descriptor and must be the test represented by the proprietary name listed in Appendix O. In some instances, the descriptor language of PLA codes may be identical and the code may only be differentiated by the listed proprietary name in Appendix O. When more than one PLA has an identical descriptor, the codes will be denoted by the symbol "â™“." All PLA tests will have assigned codes in the PLA section of the code set. Any PLA coded test(s) that satisfies Category I criteria and has been accepted by the CPT® Editorial Panel will be designated by the addition of the symbol "^" to the existing PLA code and will remain in the PLA section of the code set. If a proprietary test has already been accepted for a Category I code and a code has not been published, subsequent application for a PLA code will take precedence. The code will only be placed in the PLA section. The accuracy of a PLA code is to be maintained by the original applicant, or the current owner of the test kit or laboratory performing the proprietary test. A new PLA code is required when: 1. Additional nucleic acid (DNA or RNA) and/or protein analysis(es) are added to the current PLA test, or 2. The name of the PLA test has changed in association with changes in test performance or test characteristics. The addition or modification of the therapeutic applications of the test require submission of a code change application, but it may not require a new code number. | 0001U-0599U | https://www.aapc.com/codes/cpt-codes/0559U | 2025-10-27T19:14:04.953608Z
0560U | Oncology (minimal residual disease [MRD]), genomic sequence analysis, cell-free DNA, whole blood and tumor tissue, baseline assessment for design and construction of a personalized variant panel to evaluate current MRD and for comparison to subsequent MRD assessments | This is a Proprietary Laboratory Analyses (PLA) code, meaning that the code applies to only one unique lab test made by a specific manufacturer or performed by a specific lab. Report 0560U only for Haystack MRD™ Baseline from Quest Diagnostics®. This test uses genomic sequence analysis of tumor tissue and whole blood to create a personalized variant panel. The panel helps detect minimal residual disease (MRD), which refers to small amounts of cancer cells remaining after treatment, and serves as a baseline for future MRD assessments. Explanation This code represents Haystack MRD™ Baseline from Quest Diagnostics®. The lab analyzes samples of whole blood and tumor tissue using genomic sequence analysis, a method that reads and interprets DNA sequences to find genetic variants. Cell–free DNA (cfDNA), which is DNA freely floating in the blood, is examined because it can carry cancer–specific genetic material. The test creates a personalized variant panel based on the patient’s specific genetic mutations found at baseline. This panel is then used in the future to detect whether minimal residual disease (MRD) is still present or reappears. Clinicians may order this test to establish a genetic baseline for a patient’s cancer, helping to monitor for any recurrence or persistence of cancer cells over time. Tips Use this code only for the appropriate proprietary test. Additional Info “U” codes are included in the CPT® code set to identify specific Proprietary Laboratory Analyses (PLA) tests. PLA codes take precedence over the usual 80000 series codes for laboratory/pathology. Use this code only for the above–described test; do not report this test using any other CPT® code. PLA code descriptors follow existing code conventions when possible, and lab techniques used include multianalyte assays with algorithmic analyses (MAAA) and genomic sequencing procedures (GSP), among others. Read Less | Range Specific Guideline Proprietary laboratory analyses (PLA) codes describe proprietary clinical laboratory analyses and can be either provided by a single ("sole-source") laboratory or licensed or marketed to multiple providing laboratories (eg, cleared or approved by the Food and Drug Administration [FDA]). This subsection includes advanced diagnostic laboratory tests (ADLTs) and clinical diagnostic laboratory tests (CDLTs), as defined under the Protecting Access to Medicare Act (PAMA) of 2014. These analyses may include a range of medical laboratory tests including, but not limited to, multianalyte assays with algorithmic analyses (MAAA) and genomic sequencing procedures (GSP). The descriptor nomenclature follows, where possible, existing code conventions (eg, MAAA, GSP). Unless specifically noted, even though the Proprietary Laboratory Analyses section of the code set is located at the end of the Pathology and Laboratory section of the code set, a PLA code does not fulfill Category I code criteria. PLA codes are not required to fulfill the Category I criteria. The standards for inclusion in the PLA section are: The test must be commercially available in the United States for use on human specimens and The clinical laboratory or manufacturer that offers the test must request the code. For similar laboratory analyses that fulfill Category I criteria, see codes listed in the numeric 80000 series. When a PLA code is available to report a given proprietary laboratory service, that PLA code takes precedence. The service should not be reported with any other CPT® code(s) and other CPT® code(s) should not be used to report services that may be reported with that specific PLA code. These codes encompass all analytical services required for the analysis (eg, cell lysis, nucleic acid stabilization, extraction, digestion, amplification, hybridization and detection). For molecular analyses, additional procedures that are required prior to cell lysis (eg, microdissection [codes 88380 and 88381]) may be reported separately. Codes in this subsection are released on a quarterly basis to expedite dissemination for reporting. PLA codes will be published electronically on the AMA CPT® website (ama-assn.org/cpt-pla-codes), distributed via CPT® data files on a quarterly basis, and, at a minimum, made available in print annually in the CPT® codebook. See the Introduction section of the CPT® code set for a complete list of the dates of release and implementation. All codes that are included in this section are also included in Appendix O, with the procedure's proprietary name. In order to report a PLA code, the analysis performed must fulfill the code descriptor and must be the test represented by the proprietary name listed in Appendix O. In some instances, the descriptor language of PLA codes may be identical and the code may only be differentiated by the listed proprietary name in Appendix O. When more than one PLA has an identical descriptor, the codes will be denoted by the symbol "â™“." All PLA tests will have assigned codes in the PLA section of the code set. Any PLA coded test(s) that satisfies Category I criteria and has been accepted by the CPT® Editorial Panel will be designated by the addition of the symbol "^" to the existing PLA code and will remain in the PLA section of the code set. If a proprietary test has already been accepted for a Category I code and a code has not been published, subsequent application for a PLA code will take precedence. The code will only be placed in the PLA section. The accuracy of a PLA code is to be maintained by the original applicant, or the current owner of the test kit or laboratory performing the proprietary test. A new PLA code is required when: 1. Additional nucleic acid (DNA or RNA) and/or protein analysis(es) are added to the current PLA test, or 2. The name of the PLA test has changed in association with changes in test performance or test characteristics. The addition or modification of the therapeutic applications of the test require submission of a code change application, but it may not require a new code number. | 0001U-0599U | https://www.aapc.com/codes/cpt-codes/0560U | 2025-10-27T19:14:22.314725Z
0561U | Oncology (minimal residual disease [MRD]), genomic sequence analysis, cell-free DNA, whole blood, subsequent assessment with comparison to initial assessment to evaluate for MRD | This is a Proprietary Laboratory Analyses (PLA) code, meaning that the code applies to only one unique lab test made by a specific manufacturer or performed by a specific lab. Report 0561U only for Haystack MRD™ Monitoring from Quest Diagnostics®. This test uses genomic sequence analysis of whole blood to evaluate for minimal residual disease (MRD) and compares the findings to a patient’s initial baseline assessment. Explanation This code represents Haystack MRD™ Monitoring from Quest Diagnostics®. The lab analyzes a whole blood sample using genomic sequence analysis, a method that reads and interprets DNA sequences to detect genetic variants. The test focuses on cell–free DNA (cfDNA), which are small fragments of DNA circulating in the blood and may contain cancer–specific mutations. The purpose is to detect minimal residual disease (MRD), which refers to small amounts of remaining cancer cells, by comparing the results to the personalized variant panel created at the baseline assessment. Clinicians may order this test to monitor for cancer recurrence or persistence over time by tracking changes in the patient’s genetic profile after initial treatment. Tips Use this code only for the appropriate proprietary test. Additional Info “U” codes are included in the CPT® code set to identify specific Proprietary Laboratory Analyses (PLA) tests. PLA codes take precedence over the usual 80000 series codes for laboratory/pathology. Use this code only for the above–described test; do not report this test using any other CPT® code. PLA code descriptors follow existing code conventions when possible, and lab techniques used include multianalyte assays with algorithmic analyses (MAAA) and genomic sequencing procedures (GSP), among others. Read Less | Range Specific Guideline Proprietary laboratory analyses (PLA) codes describe proprietary clinical laboratory analyses and can be either provided by a single ("sole-source") laboratory or licensed or marketed to multiple providing laboratories (eg, cleared or approved by the Food and Drug Administration [FDA]). This subsection includes advanced diagnostic laboratory tests (ADLTs) and clinical diagnostic laboratory tests (CDLTs), as defined under the Protecting Access to Medicare Act (PAMA) of 2014. These analyses may include a range of medical laboratory tests including, but not limited to, multianalyte assays with algorithmic analyses (MAAA) and genomic sequencing procedures (GSP). The descriptor nomenclature follows, where possible, existing code conventions (eg, MAAA, GSP). Unless specifically noted, even though the Proprietary Laboratory Analyses section of the code set is located at the end of the Pathology and Laboratory section of the code set, a PLA code does not fulfill Category I code criteria. PLA codes are not required to fulfill the Category I criteria. The standards for inclusion in the PLA section are: The test must be commercially available in the United States for use on human specimens and The clinical laboratory or manufacturer that offers the test must request the code. For similar laboratory analyses that fulfill Category I criteria, see codes listed in the numeric 80000 series. When a PLA code is available to report a given proprietary laboratory service, that PLA code takes precedence. The service should not be reported with any other CPT® code(s) and other CPT® code(s) should not be used to report services that may be reported with that specific PLA code. These codes encompass all analytical services required for the analysis (eg, cell lysis, nucleic acid stabilization, extraction, digestion, amplification, hybridization and detection). For molecular analyses, additional procedures that are required prior to cell lysis (eg, microdissection [codes 88380 and 88381]) may be reported separately. Codes in this subsection are released on a quarterly basis to expedite dissemination for reporting. PLA codes will be published electronically on the AMA CPT® website (ama-assn.org/cpt-pla-codes), distributed via CPT® data files on a quarterly basis, and, at a minimum, made available in print annually in the CPT® codebook. See the Introduction section of the CPT® code set for a complete list of the dates of release and implementation. All codes that are included in this section are also included in Appendix O, with the procedure's proprietary name. In order to report a PLA code, the analysis performed must fulfill the code descriptor and must be the test represented by the proprietary name listed in Appendix O. In some instances, the descriptor language of PLA codes may be identical and the code may only be differentiated by the listed proprietary name in Appendix O. When more than one PLA has an identical descriptor, the codes will be denoted by the symbol "â™“." All PLA tests will have assigned codes in the PLA section of the code set. Any PLA coded test(s) that satisfies Category I criteria and has been accepted by the CPT® Editorial Panel will be designated by the addition of the symbol "^" to the existing PLA code and will remain in the PLA section of the code set. If a proprietary test has already been accepted for a Category I code and a code has not been published, subsequent application for a PLA code will take precedence. The code will only be placed in the PLA section. The accuracy of a PLA code is to be maintained by the original applicant, or the current owner of the test kit or laboratory performing the proprietary test. A new PLA code is required when: 1. Additional nucleic acid (DNA or RNA) and/or protein analysis(es) are added to the current PLA test, or 2. The name of the PLA test has changed in association with changes in test performance or test characteristics. The addition or modification of the therapeutic applications of the test require submission of a code change application, but it may not require a new code number. | 0001U-0599U | https://www.aapc.com/codes/cpt-codes/0561U | 2025-10-27T19:14:40.536513Z
0562U | Oncology (solid tumor), targeted genomic sequence analysis, 33 genes, detection of single-nucleotide variants (SNVs), insertions and deletions, copy-number amplifications, and translocations in human genomic circulating cell-free DNA, plasma, reported as presence of actionable variants | This is a Proprietary Laboratory Analyses (PLA) code, meaning that the code applies to only one unique lab test made by a specific manufacturer or performed by a specific lab. Report 0562U only for PGDx elio™ plasma focus Dx from Personal Genome Diagnostics Inc. This test uses targeted genomic sequence analysis of circulating cell–free DNA (cfDNA) in plasma to detect genetic changes across 33 specific genes. Results are reported as the presence of actionable variants that could influence treatment choices. Explanation This code represents PGDx elio™ plasma focus Dx from Personal Genome Diagnostics Inc. The lab examines cell–free DNA (cfDNA) found in plasma, which contains genetic material shed by tumor cells into the bloodstream. Using targeted genomic sequence analysis, the lab specifically analyzes 33 genes to find several types of genetic changes, including single–nucleotide variants (SNVs), which are changes in a single building block (nucleotide) of DNA; insertions and deletions, where small pieces of DNA are added or missing; copy–number amplifications, where extra copies of a gene are present; and translocations, where parts of chromosomes are rearranged or swapped. The goal is to identify actionable variants, which are genetic changes that have the potential to affect treatment decisions by suggesting targeted therapies or predicting drug resistance. Clinicians may order this test to guide treatment strategies in patients with solid tumors, based on the tumor’s specific genetic alterations. Tips Use this code only for the appropriate proprietary test. Additional Info “U” codes are included in the CPT® code set to identify specific Proprietary Laboratory Analyses (PLA) tests. PLA codes take precedence over the usual 80000 series codes for laboratory/pathology. Use this code only for the above–described test; do not report this test using any other CPT® code. PLA code descriptors follow existing code conventions when possible, and lab techniques used include multianalyte assays with algorithmic analyses (MAAA) and genomic sequencing procedures (GSP), among others. Read Less | Range Specific Guideline Proprietary laboratory analyses (PLA) codes describe proprietary clinical laboratory analyses and can be either provided by a single ("sole-source") laboratory or licensed or marketed to multiple providing laboratories (eg, cleared or approved by the Food and Drug Administration [FDA]). This subsection includes advanced diagnostic laboratory tests (ADLTs) and clinical diagnostic laboratory tests (CDLTs), as defined under the Protecting Access to Medicare Act (PAMA) of 2014. These analyses may include a range of medical laboratory tests including, but not limited to, multianalyte assays with algorithmic analyses (MAAA) and genomic sequencing procedures (GSP). The descriptor nomenclature follows, where possible, existing code conventions (eg, MAAA, GSP). Unless specifically noted, even though the Proprietary Laboratory Analyses section of the code set is located at the end of the Pathology and Laboratory section of the code set, a PLA code does not fulfill Category I code criteria. PLA codes are not required to fulfill the Category I criteria. The standards for inclusion in the PLA section are: The test must be commercially available in the United States for use on human specimens and The clinical laboratory or manufacturer that offers the test must request the code. For similar laboratory analyses that fulfill Category I criteria, see codes listed in the numeric 80000 series. When a PLA code is available to report a given proprietary laboratory service, that PLA code takes precedence. The service should not be reported with any other CPT® code(s) and other CPT® code(s) should not be used to report services that may be reported with that specific PLA code. These codes encompass all analytical services required for the analysis (eg, cell lysis, nucleic acid stabilization, extraction, digestion, amplification, hybridization and detection). For molecular analyses, additional procedures that are required prior to cell lysis (eg, microdissection [codes 88380 and 88381]) may be reported separately. Codes in this subsection are released on a quarterly basis to expedite dissemination for reporting. PLA codes will be published electronically on the AMA CPT® website (ama-assn.org/cpt-pla-codes), distributed via CPT® data files on a quarterly basis, and, at a minimum, made available in print annually in the CPT® codebook. See the Introduction section of the CPT® code set for a complete list of the dates of release and implementation. All codes that are included in this section are also included in Appendix O, with the procedure's proprietary name. In order to report a PLA code, the analysis performed must fulfill the code descriptor and must be the test represented by the proprietary name listed in Appendix O. In some instances, the descriptor language of PLA codes may be identical and the code may only be differentiated by the listed proprietary name in Appendix O. When more than one PLA has an identical descriptor, the codes will be denoted by the symbol "â™“." All PLA tests will have assigned codes in the PLA section of the code set. Any PLA coded test(s) that satisfies Category I criteria and has been accepted by the CPT® Editorial Panel will be designated by the addition of the symbol "^" to the existing PLA code and will remain in the PLA section of the code set. If a proprietary test has already been accepted for a Category I code and a code has not been published, subsequent application for a PLA code will take precedence. The code will only be placed in the PLA section. The accuracy of a PLA code is to be maintained by the original applicant, or the current owner of the test kit or laboratory performing the proprietary test. A new PLA code is required when: 1. Additional nucleic acid (DNA or RNA) and/or protein analysis(es) are added to the current PLA test, or 2. The name of the PLA test has changed in association with changes in test performance or test characteristics. The addition or modification of the therapeutic applications of the test require submission of a code change application, but it may not require a new code number. | 0001U-0599U | https://www.aapc.com/codes/cpt-codes/0562U | 2025-10-27T19:14:58.634109Z
0563U | Infectious disease (bacterial and/or viral respiratory tract infection), pathogen-specific nucleic acid (DNA or RNA), 11 viral targets and 4 bacterial targets, qualitative RT-PCR, upper respiratory specimen, each pathogen reported as positive or negative | This is a Proprietary Laboratory Analyses (PLA) code, meaning that the code applies to only one unique lab test made by a specific manufacturer or performed by a specific lab. Report 0563U only for Biofire® Spotfire® Respiratory/Sore Throat (R/ST) Panel — Respiratory Menu from bioMérieux. This test identifies respiratory infections by detecting 11 viruses and four bacteria using reverse transcription polymerase chain reaction (RT–PCR) technology. It tests an upper respiratory specimen, and each pathogen is reported as either positive or negative. Explanation This code represents Biofire® Spotfire® Respiratory/Sore Throat (R/ST) Panel — Respiratory Menu from bioMérieux. For this infectious disease test, the lab analyzes an upper respiratory specimen (such as a nasal swab or throat swab) using reverse transcription polymerase chain reaction (RT–PCR). RT–PCR is a method that first converts viral or bacterial RNA into DNA (reverse transcription) and then amplifies the DNA (polymerase chain reaction) so that small amounts of genetic material can be detected. The test checks for the presence of genetic material from 11 viruses and four bacteria known to cause respiratory infections. The results are qualitative, meaning they simply indicate whether each specific virus or bacterium is present (positive) or not detected (negative). Clinicians may order this test to identify the cause of respiratory symptoms, helping to guide treatment decisions and infection control measures. Tips Use this code only for the appropriate proprietary test. Additional Info “U” codes are included in the CPT® code set to identify specific Proprietary Laboratory Analyses (PLA) tests. PLA codes take precedence over the usual 80000 series codes for laboratory/pathology. Use this code only for the above–described test; do not report this test using any other CPT® code. PLA code descriptors follow existing code conventions when possible, and lab techniques used include multianalyte assays with algorithmic analyses (MAAA) and genomic sequencing procedures (GSP), among others. Read Less | Range Specific Guideline Proprietary laboratory analyses (PLA) codes describe proprietary clinical laboratory analyses and can be either provided by a single ("sole-source") laboratory or licensed or marketed to multiple providing laboratories (eg, cleared or approved by the Food and Drug Administration [FDA]). This subsection includes advanced diagnostic laboratory tests (ADLTs) and clinical diagnostic laboratory tests (CDLTs), as defined under the Protecting Access to Medicare Act (PAMA) of 2014. These analyses may include a range of medical laboratory tests including, but not limited to, multianalyte assays with algorithmic analyses (MAAA) and genomic sequencing procedures (GSP). The descriptor nomenclature follows, where possible, existing code conventions (eg, MAAA, GSP). Unless specifically noted, even though the Proprietary Laboratory Analyses section of the code set is located at the end of the Pathology and Laboratory section of the code set, a PLA code does not fulfill Category I code criteria. PLA codes are not required to fulfill the Category I criteria. The standards for inclusion in the PLA section are: The test must be commercially available in the United States for use on human specimens and The clinical laboratory or manufacturer that offers the test must request the code. For similar laboratory analyses that fulfill Category I criteria, see codes listed in the numeric 80000 series. When a PLA code is available to report a given proprietary laboratory service, that PLA code takes precedence. The service should not be reported with any other CPT® code(s) and other CPT® code(s) should not be used to report services that may be reported with that specific PLA code. These codes encompass all analytical services required for the analysis (eg, cell lysis, nucleic acid stabilization, extraction, digestion, amplification, hybridization and detection). For molecular analyses, additional procedures that are required prior to cell lysis (eg, microdissection [codes 88380 and 88381]) may be reported separately. Codes in this subsection are released on a quarterly basis to expedite dissemination for reporting. PLA codes will be published electronically on the AMA CPT® website (ama-assn.org/cpt-pla-codes), distributed via CPT® data files on a quarterly basis, and, at a minimum, made available in print annually in the CPT® codebook. See the Introduction section of the CPT® code set for a complete list of the dates of release and implementation. All codes that are included in this section are also included in Appendix O, with the procedure's proprietary name. In order to report a PLA code, the analysis performed must fulfill the code descriptor and must be the test represented by the proprietary name listed in Appendix O. In some instances, the descriptor language of PLA codes may be identical and the code may only be differentiated by the listed proprietary name in Appendix O. When more than one PLA has an identical descriptor, the codes will be denoted by the symbol "â™“." All PLA tests will have assigned codes in the PLA section of the code set. Any PLA coded test(s) that satisfies Category I criteria and has been accepted by the CPT® Editorial Panel will be designated by the addition of the symbol "^" to the existing PLA code and will remain in the PLA section of the code set. If a proprietary test has already been accepted for a Category I code and a code has not been published, subsequent application for a PLA code will take precedence. The code will only be placed in the PLA section. The accuracy of a PLA code is to be maintained by the original applicant, or the current owner of the test kit or laboratory performing the proprietary test. A new PLA code is required when: 1. Additional nucleic acid (DNA or RNA) and/or protein analysis(es) are added to the current PLA test, or 2. The name of the PLA test has changed in association with changes in test performance or test characteristics. The addition or modification of the therapeutic applications of the test require submission of a code change application, but it may not require a new code number. | 0001U-0599U | https://www.aapc.com/codes/cpt-codes/0563U | 2025-10-27T19:15:16.970279Z
0564U | Infectious disease (bacterial and/or viral respiratory tract infection), pathogen-specific nucleic acid (DNA or RNA), 10 viral targets and 4 bacterial targets, qualitative RT-PCR, upper respiratory specimen, each pathogen reported as positive or negative | This is a Proprietary Laboratory Analyses (PLA) code, meaning that the code applies to only one unique lab test made by a specific manufacturer or performed by a specific lab. Report 0564U only for Biofire® Spotfire® Respiratory/Sore Throat (R/ST) Panel — Sore Throat Menu from bioMérieux. This test identifies respiratory infections, particularly those causing sore throat, by detecting 10 viruses and four bacteria using reverse transcription polymerase chain reaction (RT–PCR) technology. It tests an upper respiratory specimen, and each pathogen is reported as either positive or negative. Explanation This code represents Biofire® Spotfire® Respiratory/Sore Throat (R/ST) Panel — Sore Throat Menu from bioMérieux. For this infectious disease test, the lab analyzes an upper respiratory specimen (such as a nasal swab or throat swab) using reverse transcription polymerase chain reaction (RT–PCR). RT–PCR is a method that first converts viral or bacterial RNA into DNA (reverse transcription) and then amplifies the DNA (polymerase chain reaction) to detect even small amounts of genetic material. The test looks for 10 viruses and four bacteria that are common causes of respiratory infections with sore throat symptoms. The results are qualitative, meaning they indicate whether each specific virus or bacterium is present (positive) or not detected (negative). Clinicians may order this test to quickly determine the cause of sore throat symptoms, guiding appropriate treatment and management. Tips Use this code only for the appropriate proprietary test. Additional Info “U” codes are included in the CPT® code set to identify specific Proprietary Laboratory Analyses (PLA) tests. PLA codes take precedence over the usual 80000 series codes for laboratory/pathology. Use this code only for the above–described test; do not report this test using any other CPT® code. PLA code descriptors follow existing code conventions when possible, and lab techniques used include multianalyte assays with algorithmic analyses (MAAA) and genomic sequencing procedures (GSP), among others. Read Less | Range Specific Guideline Proprietary laboratory analyses (PLA) codes describe proprietary clinical laboratory analyses and can be either provided by a single ("sole-source") laboratory or licensed or marketed to multiple providing laboratories (eg, cleared or approved by the Food and Drug Administration [FDA]). This subsection includes advanced diagnostic laboratory tests (ADLTs) and clinical diagnostic laboratory tests (CDLTs), as defined under the Protecting Access to Medicare Act (PAMA) of 2014. These analyses may include a range of medical laboratory tests including, but not limited to, multianalyte assays with algorithmic analyses (MAAA) and genomic sequencing procedures (GSP). The descriptor nomenclature follows, where possible, existing code conventions (eg, MAAA, GSP). Unless specifically noted, even though the Proprietary Laboratory Analyses section of the code set is located at the end of the Pathology and Laboratory section of the code set, a PLA code does not fulfill Category I code criteria. PLA codes are not required to fulfill the Category I criteria. The standards for inclusion in the PLA section are: The test must be commercially available in the United States for use on human specimens and The clinical laboratory or manufacturer that offers the test must request the code. For similar laboratory analyses that fulfill Category I criteria, see codes listed in the numeric 80000 series. When a PLA code is available to report a given proprietary laboratory service, that PLA code takes precedence. The service should not be reported with any other CPT® code(s) and other CPT® code(s) should not be used to report services that may be reported with that specific PLA code. These codes encompass all analytical services required for the analysis (eg, cell lysis, nucleic acid stabilization, extraction, digestion, amplification, hybridization and detection). For molecular analyses, additional procedures that are required prior to cell lysis (eg, microdissection [codes 88380 and 88381]) may be reported separately. Codes in this subsection are released on a quarterly basis to expedite dissemination for reporting. PLA codes will be published electronically on the AMA CPT® website (ama-assn.org/cpt-pla-codes), distributed via CPT® data files on a quarterly basis, and, at a minimum, made available in print annually in the CPT® codebook. See the Introduction section of the CPT® code set for a complete list of the dates of release and implementation. All codes that are included in this section are also included in Appendix O, with the procedure's proprietary name. In order to report a PLA code, the analysis performed must fulfill the code descriptor and must be the test represented by the proprietary name listed in Appendix O. In some instances, the descriptor language of PLA codes may be identical and the code may only be differentiated by the listed proprietary name in Appendix O. When more than one PLA has an identical descriptor, the codes will be denoted by the symbol "â™“." All PLA tests will have assigned codes in the PLA section of the code set. Any PLA coded test(s) that satisfies Category I criteria and has been accepted by the CPT® Editorial Panel will be designated by the addition of the symbol "^" to the existing PLA code and will remain in the PLA section of the code set. If a proprietary test has already been accepted for a Category I code and a code has not been published, subsequent application for a PLA code will take precedence. The code will only be placed in the PLA section. The accuracy of a PLA code is to be maintained by the original applicant, or the current owner of the test kit or laboratory performing the proprietary test. A new PLA code is required when: 1. Additional nucleic acid (DNA or RNA) and/or protein analysis(es) are added to the current PLA test, or 2. The name of the PLA test has changed in association with changes in test performance or test characteristics. The addition or modification of the therapeutic applications of the test require submission of a code change application, but it may not require a new code number. | 0001U-0599U | https://www.aapc.com/codes/cpt-codes/0564U | 2025-10-27T19:15:35.210215Z