0565U | Oncology (hepatocellular carcinoma), next-generation sequencing methylation pattern assay to detect 6626 epigenetic alterations, cell-free DNA, plasma, algorithm reported as cancer signal detected or not detected | This is a Proprietary Laboratory Analyses (PLA) code, meaning that the code applies to only one unique lab test made by a specific manufacturer or performed by a specific lab. Report 0565U only for EarlyDx MethylScan™ HCC from EarlyDiagnostics Laboratory. This test uses next–generation sequencing to study methylation patterns in cell–free DNA from plasma to detect 6,626 epigenetic alterations linked to hepatocellular carcinoma (liver cancer). An algorithm interprets the results and reports if a cancer signal is detected or not detected. Explanation This code represents EarlyDx MethylScan™ HCC from EarlyDiagnostics Laboratory. For this oncology test, the lab analyzes a plasma sample to study cell–free DNA, which consists of small fragments of DNA released into the bloodstream, often by tumor cells. Using next–generation sequencing, the lab detects methylation patterns, which are chemical changes to DNA that can turn genes on or off and may signal the presence of cancer. The test specifically looks for 6,626 epigenetic alterations associated with hepatocellular carcinoma, the most common type of primary liver cancer. An algorithm processes the data to provide a clear report indicating whether a cancer signal was detected or not detected. Tips Use this code only for the appropriate proprietary test. Additional Info “U” codes are included in the CPT® code set to identify specific Proprietary Laboratory Analyses (PLA) tests. PLA codes take precedence over the usual 80000 series codes for laboratory/pathology. Use this code only for the above–described test; do not report this test using any other CPT® code. PLA code descriptors follow existing code conventions when possible, and lab techniques used include multianalyte assays with algorithmic analyses (MAAA) and genomic sequencing procedures (GSP), among others. Read Less | Range Specific Guideline Proprietary laboratory analyses (PLA) codes describe proprietary clinical laboratory analyses and can be either provided by a single ("sole-source") laboratory or licensed or marketed to multiple providing laboratories (eg, cleared or approved by the Food and Drug Administration [FDA]). This subsection includes advanced diagnostic laboratory tests (ADLTs) and clinical diagnostic laboratory tests (CDLTs), as defined under the Protecting Access to Medicare Act (PAMA) of 2014. These analyses may include a range of medical laboratory tests including, but not limited to, multianalyte assays with algorithmic analyses (MAAA) and genomic sequencing procedures (GSP). The descriptor nomenclature follows, where possible, existing code conventions (eg, MAAA, GSP). Unless specifically noted, even though the Proprietary Laboratory Analyses section of the code set is located at the end of the Pathology and Laboratory section of the code set, a PLA code does not fulfill Category I code criteria. PLA codes are not required to fulfill the Category I criteria. The standards for inclusion in the PLA section are: The test must be commercially available in the United States for use on human specimens and The clinical laboratory or manufacturer that offers the test must request the code. For similar laboratory analyses that fulfill Category I criteria, see codes listed in the numeric 80000 series. When a PLA code is available to report a given proprietary laboratory service, that PLA code takes precedence. The service should not be reported with any other CPT® code(s) and other CPT® code(s) should not be used to report services that may be reported with that specific PLA code. These codes encompass all analytical services required for the analysis (eg, cell lysis, nucleic acid stabilization, extraction, digestion, amplification, hybridization and detection). For molecular analyses, additional procedures that are required prior to cell lysis (eg, microdissection [codes 88380 and 88381]) may be reported separately. Codes in this subsection are released on a quarterly basis to expedite dissemination for reporting. PLA codes will be published electronically on the AMA CPT® website (ama-assn.org/cpt-pla-codes), distributed via CPT® data files on a quarterly basis, and, at a minimum, made available in print annually in the CPT® codebook. See the Introduction section of the CPT® code set for a complete list of the dates of release and implementation. All codes that are included in this section are also included in Appendix O, with the procedure's proprietary name. In order to report a PLA code, the analysis performed must fulfill the code descriptor and must be the test represented by the proprietary name listed in Appendix O. In some instances, the descriptor language of PLA codes may be identical and the code may only be differentiated by the listed proprietary name in Appendix O. When more than one PLA has an identical descriptor, the codes will be denoted by the symbol "â™“." All PLA tests will have assigned codes in the PLA section of the code set. Any PLA coded test(s) that satisfies Category I criteria and has been accepted by the CPT® Editorial Panel will be designated by the addition of the symbol "^" to the existing PLA code and will remain in the PLA section of the code set. If a proprietary test has already been accepted for a Category I code and a code has not been published, subsequent application for a PLA code will take precedence. The code will only be placed in the PLA section. The accuracy of a PLA code is to be maintained by the original applicant, or the current owner of the test kit or laboratory performing the proprietary test. A new PLA code is required when: 1. Additional nucleic acid (DNA or RNA) and/or protein analysis(es) are added to the current PLA test, or 2. The name of the PLA test has changed in association with changes in test performance or test characteristics. The addition or modification of the therapeutic applications of the test require submission of a code change application, but it may not require a new code number. | 0001U-0599U | https://www.aapc.com/codes/cpt-codes/0565U | 2025-10-27T19:15:53.558282Z
0566U | Oncology (lung), qPCR-based analysis of 13 differentially methylated regions (CCDC181, HOXA7, LRRC8A, MARCHF11, MIR129-2, NCOR2, PANTR1, PRKCB, SLC9A3, TBR1_2, TRAP1, VWC2, ZNF781), pleural fluid, algorithm reported as a qualitative result | This is a Proprietary Laboratory Analyses (PLA) code, meaning that the code applies to only one unique lab test made by a specific manufacturer or performed by a specific lab. Report 0566U only for Episeek™ MPE (Malignant Pleural Effusion Detection Test) from Precision Epigenomics Inc. This test analyzes pleural fluid using quantitative polymerase chain reaction (qPCR) to assess methylation changes in 13 DNA regions and provides a qualitative result through an algorithm. Explanation This code represents Episeek™ MPE (Malignant Pleural Effusion Detection Test) from Precision Epigenomics Inc. For this oncology test, the lab analyzes a sample of pleural fluid, which is the fluid that surrounds the lungs. The lab uses quantitative polymerase chain reaction (qPCR), a method that amplifies and quantifies DNA, to detect changes in DNA methylation, a type of chemical modification that can affect gene expression. The test focuses on 13 specific DNA regions, including genes such as CCDC181, HOXA7, and PRKCB, among others, that are known to show methylation changes in lung cancer. An algorithm interprets the methylation patterns and produces a qualitative result, indicating the presence or absence of cancer–related changes. Tips Use this code only for the appropriate proprietary test. Additional Info “U” codes are included in the CPT® code set to identify specific Proprietary Laboratory Analyses (PLA) tests. PLA codes take precedence over the usual 80000 series codes for laboratory/pathology. Use this code only for the above–described test; do not report this test using any other CPT® code. PLA code descriptors follow existing code conventions when possible, and lab techniques used include multianalyte assays with algorithmic analyses (MAAA) and genomic sequencing procedures (GSP), among others. Read Less | Range Specific Guideline Proprietary laboratory analyses (PLA) codes describe proprietary clinical laboratory analyses and can be either provided by a single ("sole-source") laboratory or licensed or marketed to multiple providing laboratories (eg, cleared or approved by the Food and Drug Administration [FDA]). This subsection includes advanced diagnostic laboratory tests (ADLTs) and clinical diagnostic laboratory tests (CDLTs), as defined under the Protecting Access to Medicare Act (PAMA) of 2014. These analyses may include a range of medical laboratory tests including, but not limited to, multianalyte assays with algorithmic analyses (MAAA) and genomic sequencing procedures (GSP). The descriptor nomenclature follows, where possible, existing code conventions (eg, MAAA, GSP). Unless specifically noted, even though the Proprietary Laboratory Analyses section of the code set is located at the end of the Pathology and Laboratory section of the code set, a PLA code does not fulfill Category I code criteria. PLA codes are not required to fulfill the Category I criteria. The standards for inclusion in the PLA section are: The test must be commercially available in the United States for use on human specimens and The clinical laboratory or manufacturer that offers the test must request the code. For similar laboratory analyses that fulfill Category I criteria, see codes listed in the numeric 80000 series. When a PLA code is available to report a given proprietary laboratory service, that PLA code takes precedence. The service should not be reported with any other CPT® code(s) and other CPT® code(s) should not be used to report services that may be reported with that specific PLA code. These codes encompass all analytical services required for the analysis (eg, cell lysis, nucleic acid stabilization, extraction, digestion, amplification, hybridization and detection). For molecular analyses, additional procedures that are required prior to cell lysis (eg, microdissection [codes 88380 and 88381]) may be reported separately. Codes in this subsection are released on a quarterly basis to expedite dissemination for reporting. PLA codes will be published electronically on the AMA CPT® website (ama-assn.org/cpt-pla-codes), distributed via CPT® data files on a quarterly basis, and, at a minimum, made available in print annually in the CPT® codebook. See the Introduction section of the CPT® code set for a complete list of the dates of release and implementation. All codes that are included in this section are also included in Appendix O, with the procedure's proprietary name. In order to report a PLA code, the analysis performed must fulfill the code descriptor and must be the test represented by the proprietary name listed in Appendix O. In some instances, the descriptor language of PLA codes may be identical and the code may only be differentiated by the listed proprietary name in Appendix O. When more than one PLA has an identical descriptor, the codes will be denoted by the symbol "â™“." All PLA tests will have assigned codes in the PLA section of the code set. Any PLA coded test(s) that satisfies Category I criteria and has been accepted by the CPT® Editorial Panel will be designated by the addition of the symbol "^" to the existing PLA code and will remain in the PLA section of the code set. If a proprietary test has already been accepted for a Category I code and a code has not been published, subsequent application for a PLA code will take precedence. The code will only be placed in the PLA section. The accuracy of a PLA code is to be maintained by the original applicant, or the current owner of the test kit or laboratory performing the proprietary test. A new PLA code is required when: 1. Additional nucleic acid (DNA or RNA) and/or protein analysis(es) are added to the current PLA test, or 2. The name of the PLA test has changed in association with changes in test performance or test characteristics. The addition or modification of the therapeutic applications of the test require submission of a code change application, but it may not require a new code number. | 0001U-0599U | https://www.aapc.com/codes/cpt-codes/0566U | 2025-10-27T19:16:11.015121Z
0567U | Rare diseases (constitutional/heritable disorders), whole-genome sequence analysis combination of short and long reads, for single-nucleotide variants, insertions/deletions and characterized intronic variants, copy-number variants, duplications/deletions, mobile element insertions, runs of homozygosity, aneuploidy, and inversions, mitochondrial DNA sequence and deletions, short tandem repeat genes, methylation status of selected regions, blood, saliva, amniocentesis, chorionic villus sample or tissue, identification and categorization of genetic variants | This is a Proprietary Laboratory Analyses (PLA) code, meaning that the code applies to only one unique lab test made by a specific manufacturer or performed by a specific lab. Report 0567U only for Genomic Unity® 2.0 from Variantyx Inc. This test uses whole–genome sequencing with both short and long reads to detect a wide range of genetic and mitochondrial abnormalities and assess methylation status in selected regions. It analyzes samples from blood, saliva, amniocentesis, chorionic villus sampling, or tissue. Explanation This code represents Genomic Unity® 2.0 from Variantyx Inc. For this rare disease genetic test, the lab performs whole–genome sequencing, reading the complete DNA sequence using both short reads (small fragments) and long reads (larger fragments) to capture as much genetic information as possible. The test detects single–nucleotide variants (changes in a single building block of DNA), insertions and deletions (small pieces of DNA added or missing), characterized intronic variants (changes in noncoding regions of genes that can still impact gene function), copy–number variants (extra or missing sections of DNA), duplications and deletions (gains or losses of DNA segments), mobile element insertions (pieces of DNA that move around within the genome), runs of homozygosity (long stretches of identical DNA that can suggest consanguinity or inherited conditions), aneuploidy (an abnormal number of chromosomes), and inversions (segments of DNA that are reversed). It also sequences mitochondrial DNA, the genetic material found in the cell’s energy–producing structures, and detects mitochondrial deletions. Short tandem repeat genes, which contain repeating sequences, are analyzed, and methylation status of certain regions is assessed to identify abnormalities that may affect gene activity. Samples for testing may come from blood, saliva, amniotic fluid (amniocentesis), chorionic villus samples (from placental tissue), or other tissue. Clinicians may order this comprehensive, rare diseases test for people with clinical symptoms that could be caused by various genes or genetic mechanisms, suggest multiple conditions, are not typical for a certain condition, or do not have specific diagnostic genetic test available. Tips Use this code only for the appropriate proprietary test. Additional Info “U” codes are included in the CPT® code set to identify specific Proprietary Laboratory Analyses (PLA) tests. PLA codes take precedence over the usual 80000 series codes for laboratory/pathology. Use this code only for the above–described test; do not report this test using any other CPT® code. PLA code descriptors follow existing code conventions when possible, and lab techniques used include multianalyte assays with algorithmic analyses (MAAA) and genomic sequencing procedures (GSP), among others. Read Less | Range Specific Guideline Proprietary laboratory analyses (PLA) codes describe proprietary clinical laboratory analyses and can be either provided by a single ("sole-source") laboratory or licensed or marketed to multiple providing laboratories (eg, cleared or approved by the Food and Drug Administration [FDA]). This subsection includes advanced diagnostic laboratory tests (ADLTs) and clinical diagnostic laboratory tests (CDLTs), as defined under the Protecting Access to Medicare Act (PAMA) of 2014. These analyses may include a range of medical laboratory tests including, but not limited to, multianalyte assays with algorithmic analyses (MAAA) and genomic sequencing procedures (GSP). The descriptor nomenclature follows, where possible, existing code conventions (eg, MAAA, GSP). Unless specifically noted, even though the Proprietary Laboratory Analyses section of the code set is located at the end of the Pathology and Laboratory section of the code set, a PLA code does not fulfill Category I code criteria. PLA codes are not required to fulfill the Category I criteria. The standards for inclusion in the PLA section are: The test must be commercially available in the United States for use on human specimens and The clinical laboratory or manufacturer that offers the test must request the code. For similar laboratory analyses that fulfill Category I criteria, see codes listed in the numeric 80000 series. When a PLA code is available to report a given proprietary laboratory service, that PLA code takes precedence. The service should not be reported with any other CPT® code(s) and other CPT® code(s) should not be used to report services that may be reported with that specific PLA code. These codes encompass all analytical services required for the analysis (eg, cell lysis, nucleic acid stabilization, extraction, digestion, amplification, hybridization and detection). For molecular analyses, additional procedures that are required prior to cell lysis (eg, microdissection [codes 88380 and 88381]) may be reported separately. Codes in this subsection are released on a quarterly basis to expedite dissemination for reporting. PLA codes will be published electronically on the AMA CPT® website (ama-assn.org/cpt-pla-codes), distributed via CPT® data files on a quarterly basis, and, at a minimum, made available in print annually in the CPT® codebook. See the Introduction section of the CPT® code set for a complete list of the dates of release and implementation. All codes that are included in this section are also included in Appendix O, with the procedure's proprietary name. In order to report a PLA code, the analysis performed must fulfill the code descriptor and must be the test represented by the proprietary name listed in Appendix O. In some instances, the descriptor language of PLA codes may be identical and the code may only be differentiated by the listed proprietary name in Appendix O. When more than one PLA has an identical descriptor, the codes will be denoted by the symbol "â™“." All PLA tests will have assigned codes in the PLA section of the code set. Any PLA coded test(s) that satisfies Category I criteria and has been accepted by the CPT® Editorial Panel will be designated by the addition of the symbol "^" to the existing PLA code and will remain in the PLA section of the code set. If a proprietary test has already been accepted for a Category I code and a code has not been published, subsequent application for a PLA code will take precedence. The code will only be placed in the PLA section. The accuracy of a PLA code is to be maintained by the original applicant, or the current owner of the test kit or laboratory performing the proprietary test. A new PLA code is required when: 1. Additional nucleic acid (DNA or RNA) and/or protein analysis(es) are added to the current PLA test, or 2. The name of the PLA test has changed in association with changes in test performance or test characteristics. The addition or modification of the therapeutic applications of the test require submission of a code change application, but it may not require a new code number. | 0001U-0599U | https://www.aapc.com/codes/cpt-codes/0567U | 2025-10-27T19:16:28.956378Z
0568U | Neurology (dementia), beta amyloid (Aβ40, Aβ42, Aβ42/40 ratio), tau-protein phosphorylated at residue (eg, pTau217), neurofilament light chain (NfL), and glial fibrillary acidic protein (GFAP), by ultra-high sensitivity molecule array detection, plasma, algorithm reported as positive, intermediate, or negative for Alzheimer pathology | This is a Proprietary Laboratory Analyses (PLA) code, meaning that the code applies to only one unique lab test made by a specific manufacturer or performed by a specific lab. Report 0568U only for LucentAD™ Complete from Quanterix Corporation. This test analyzes a blood sample to detect key protein biomarkers that are associated with Alzheimer’s disease. It measures levels of beta amyloid (Aβ40 and Aβ42), their ratio, phosphorylated tau protein (such as pTau217), neurofilament light chain (NfL), and glial fibrillary acidic protein (GFAP) using an ultrasensitive molecular array. The result is reported as positive, intermediate, or negative for Alzheimer’s pathology. Explanation This code represents LucentAD™ Complete from Quanterix Corporation. The test uses a plasma sample (the liquid portion of blood) to analyze several proteins that are associated with Alzheimer’s disease. Beta amyloid proteins (Aβ40 and Aβ42) are fragments found in the brain that can form plaques in people with Alzheimer’s. The test calculates the Aβ42/40 ratio, which can help assess the risk of plaque buildup. Tau protein, especially the phosphorylated form pTau217, is involved in the formation of tangles in the brain, another hallmark of Alzheimer’s disease. Neurofilament light chain (NfL) is a protein released when nerve cells are damaged, and glial fibrillary acidic protein (GFAP) is produced when supportive brain cells (glial cells) are injured. The test uses a highly sensitive technique to measure these proteins at very low levels. An algorithm evaluates the combination of these results and gives a report of positive, intermediate, or negative for Alzheimer’s pathology (physical changes that are characteristic of Alzheimer’s disease). Clinicians may order this test to help detect Alzheimer’s disease and guide diagnostic decisions for patients with memory or cognitive symptoms. Tips Use this code only for the appropriate proprietary test. Additional Info “U” codes are included in the CPT® code set to identify specific Proprietary Laboratory Analyses (PLA) tests. PLA codes take precedence over the usual 80000 series codes for laboratory/pathology. Use this code only for the above–described test; do not report this test using any other CPT® code. PLA code descriptors follow existing code conventions when possible, and lab techniques used include multianalyte assays with algorithmic analyses (MAAA) and genomic sequencing procedures (GSP), among others. Read Less | Range Specific Guideline Proprietary laboratory analyses (PLA) codes describe proprietary clinical laboratory analyses and can be either provided by a single ("sole-source") laboratory or licensed or marketed to multiple providing laboratories (eg, cleared or approved by the Food and Drug Administration [FDA]). This subsection includes advanced diagnostic laboratory tests (ADLTs) and clinical diagnostic laboratory tests (CDLTs), as defined under the Protecting Access to Medicare Act (PAMA) of 2014. These analyses may include a range of medical laboratory tests including, but not limited to, multianalyte assays with algorithmic analyses (MAAA) and genomic sequencing procedures (GSP). The descriptor nomenclature follows, where possible, existing code conventions (eg, MAAA, GSP). Unless specifically noted, even though the Proprietary Laboratory Analyses section of the code set is located at the end of the Pathology and Laboratory section of the code set, a PLA code does not fulfill Category I code criteria. PLA codes are not required to fulfill the Category I criteria. The standards for inclusion in the PLA section are: The test must be commercially available in the United States for use on human specimens and The clinical laboratory or manufacturer that offers the test must request the code. For similar laboratory analyses that fulfill Category I criteria, see codes listed in the numeric 80000 series. When a PLA code is available to report a given proprietary laboratory service, that PLA code takes precedence. The service should not be reported with any other CPT® code(s) and other CPT® code(s) should not be used to report services that may be reported with that specific PLA code. These codes encompass all analytical services required for the analysis (eg, cell lysis, nucleic acid stabilization, extraction, digestion, amplification, hybridization and detection). For molecular analyses, additional procedures that are required prior to cell lysis (eg, microdissection [codes 88380 and 88381]) may be reported separately. Codes in this subsection are released on a quarterly basis to expedite dissemination for reporting. PLA codes will be published electronically on the AMA CPT® website (ama-assn.org/cpt-pla-codes), distributed via CPT® data files on a quarterly basis, and, at a minimum, made available in print annually in the CPT® codebook. See the Introduction section of the CPT® code set for a complete list of the dates of release and implementation. All codes that are included in this section are also included in Appendix O, with the procedure's proprietary name. In order to report a PLA code, the analysis performed must fulfill the code descriptor and must be the test represented by the proprietary name listed in Appendix O. In some instances, the descriptor language of PLA codes may be identical and the code may only be differentiated by the listed proprietary name in Appendix O. When more than one PLA has an identical descriptor, the codes will be denoted by the symbol "â™“." All PLA tests will have assigned codes in the PLA section of the code set. Any PLA coded test(s) that satisfies Category I criteria and has been accepted by the CPT® Editorial Panel will be designated by the addition of the symbol "^" to the existing PLA code and will remain in the PLA section of the code set. If a proprietary test has already been accepted for a Category I code and a code has not been published, subsequent application for a PLA code will take precedence. The code will only be placed in the PLA section. The accuracy of a PLA code is to be maintained by the original applicant, or the current owner of the test kit or laboratory performing the proprietary test. A new PLA code is required when: 1. Additional nucleic acid (DNA or RNA) and/or protein analysis(es) are added to the current PLA test, or 2. The name of the PLA test has changed in association with changes in test performance or test characteristics. The addition or modification of the therapeutic applications of the test require submission of a code change application, but it may not require a new code number. | 0001U-0599U | https://www.aapc.com/codes/cpt-codes/0568U | 2025-10-27T19:16:46.935713Z
0569U | Oncology (solid tumor), next-generation sequencing analysis of tumor methylation markers (>20000 differentially methylated regions) present in cell-free circulating tumor DNA (ctDNA), whole blood, algorithm reported as presence or absence of ctDNA with tumor fraction, if appropriate | This is a Proprietary Laboratory Analyses (PLA) code, meaning that the code applies to only one unique lab test made by a specific manufacturer or performed by a specific lab. Report 0569U only for Guardant Reveal™ from Guardant Health Inc. This test uses next–generation sequencing (NGS) to examine more than 20,000 regions of DNA for abnormal methylation patterns associated with solid tumors. It analyzes circulating tumor DNA (ctDNA) in a blood sample to detect the presence or absence of tumor–derived genetic material. When appropriate, the result includes a tumor fraction value. Explanation This code represents Guardant Reveal™ from Guardant Health Inc. The test uses a whole blood sample to detect cell–free circulating tumor DNA (ctDNA), which are fragments of DNA shed into the bloodstream by cancer cells. It focuses on methylation markers, which are chemical modifications to DNA that regulate gene activity and can be different in tumor cells compared to normal cells. Using next–generation sequencing (NGS), which allows for the rapid analysis of many DNA regions at once, the test looks for abnormal methylation patterns in over 20,000 areas of the genome that are commonly altered in solid tumors. If ctDNA is detected, the test may also provide the tumor fraction, which is the percentage of the total cell–free DNA that originates from the tumor. Clinicians may order this test to detect whether small amounts of cancer remain after surgery or treatment and monitor if it has relapsed or recurred. This is sometimes called a minimal residual disease (MRD) test. Tips Use this code only for the appropriate proprietary test. Additional Info “U” codes are included in the CPT® code set to identify specific Proprietary Laboratory Analyses (PLA) tests. PLA codes take precedence over the usual 80000 series codes for laboratory/pathology. Use this code only for the above–described test; do not report this test using any other CPT® code. PLA code descriptors follow existing code conventions when possible, and lab techniques used include multianalyte assays with algorithmic analyses (MAAA) and genomic sequencing procedures (GSP), among others. Read Less | Range Specific Guideline Proprietary laboratory analyses (PLA) codes describe proprietary clinical laboratory analyses and can be either provided by a single ("sole-source") laboratory or licensed or marketed to multiple providing laboratories (eg, cleared or approved by the Food and Drug Administration [FDA]). This subsection includes advanced diagnostic laboratory tests (ADLTs) and clinical diagnostic laboratory tests (CDLTs), as defined under the Protecting Access to Medicare Act (PAMA) of 2014. These analyses may include a range of medical laboratory tests including, but not limited to, multianalyte assays with algorithmic analyses (MAAA) and genomic sequencing procedures (GSP). The descriptor nomenclature follows, where possible, existing code conventions (eg, MAAA, GSP). Unless specifically noted, even though the Proprietary Laboratory Analyses section of the code set is located at the end of the Pathology and Laboratory section of the code set, a PLA code does not fulfill Category I code criteria. PLA codes are not required to fulfill the Category I criteria. The standards for inclusion in the PLA section are: The test must be commercially available in the United States for use on human specimens and The clinical laboratory or manufacturer that offers the test must request the code. For similar laboratory analyses that fulfill Category I criteria, see codes listed in the numeric 80000 series. When a PLA code is available to report a given proprietary laboratory service, that PLA code takes precedence. The service should not be reported with any other CPT® code(s) and other CPT® code(s) should not be used to report services that may be reported with that specific PLA code. These codes encompass all analytical services required for the analysis (eg, cell lysis, nucleic acid stabilization, extraction, digestion, amplification, hybridization and detection). For molecular analyses, additional procedures that are required prior to cell lysis (eg, microdissection [codes 88380 and 88381]) may be reported separately. Codes in this subsection are released on a quarterly basis to expedite dissemination for reporting. PLA codes will be published electronically on the AMA CPT® website (ama-assn.org/cpt-pla-codes), distributed via CPT® data files on a quarterly basis, and, at a minimum, made available in print annually in the CPT® codebook. See the Introduction section of the CPT® code set for a complete list of the dates of release and implementation. All codes that are included in this section are also included in Appendix O, with the procedure's proprietary name. In order to report a PLA code, the analysis performed must fulfill the code descriptor and must be the test represented by the proprietary name listed in Appendix O. In some instances, the descriptor language of PLA codes may be identical and the code may only be differentiated by the listed proprietary name in Appendix O. When more than one PLA has an identical descriptor, the codes will be denoted by the symbol "â™“." All PLA tests will have assigned codes in the PLA section of the code set. Any PLA coded test(s) that satisfies Category I criteria and has been accepted by the CPT® Editorial Panel will be designated by the addition of the symbol "^" to the existing PLA code and will remain in the PLA section of the code set. If a proprietary test has already been accepted for a Category I code and a code has not been published, subsequent application for a PLA code will take precedence. The code will only be placed in the PLA section. The accuracy of a PLA code is to be maintained by the original applicant, or the current owner of the test kit or laboratory performing the proprietary test. A new PLA code is required when: 1. Additional nucleic acid (DNA or RNA) and/or protein analysis(es) are added to the current PLA test, or 2. The name of the PLA test has changed in association with changes in test performance or test characteristics. The addition or modification of the therapeutic applications of the test require submission of a code change application, but it may not require a new code number. | 0001U-0599U | https://www.aapc.com/codes/cpt-codes/0569U | 2025-10-27T19:17:05.510401Z
0570U | Neurology (traumatic brain injury), analysis of glial fibrillary acidic protein (GFAP) and ubiquitin carboxyl-terminal hydrolase L1 (UCH-L1), immunoassay, whole blood or plasma, individual components reported with the overall result of elevated or non-elevated based on threshold comparison | This is a Proprietary Laboratory Analyses (PLA) code, meaning that the code applies to only one unique lab test made by a specific manufacturer or performed by a specific lab. Report 0570U only for i–STAT TBI from Abbott Point of Care. This test analyzes a blood or plasma sample for glial fibrillary acidic protein (GFAP) and ubiquitin carboxyl–terminal hydrolase L1 (UCH–L1), which are proteins released when the brain is injured. Results are reported individually and combined into an overall result of elevated or nonelevated based on a set threshold. Explanation This code represents i–STAT TBI from Abbott Point of Care. The test uses a whole blood or plasma sample to measure levels of glial fibrillary acidic protein (GFAP) and ubiquitin carboxyl–terminal hydrolase L1 (UCH–L1). GFAP is a protein found in glial cells, which are supportive cells in the brain, and is released into the bloodstream when these cells are damaged. UCH–L1 is a protein involved in the normal function of neurons (nerve cells) and is also released after brain injury. The test uses an immunoassay, a laboratory technique that uses antibodies to detect specific proteins. Each protein is measured separately, and the results are used to determine whether the overall protein levels are elevated or nonelevated, based on established cutoff values. Clinicians may order this test to help rapidly evaluate patients for traumatic brain injury and guide decisions about further imaging or care. Tips Use this code only for the appropriate proprietary test. Additional Info “U” codes are included in the CPT® code set to identify specific Proprietary Laboratory Analyses (PLA) tests. PLA codes take precedence over the usual 80000 series codes for laboratory/pathology. Use this code only for the above–described test; do not report this test using any other CPT® code. PLA code descriptors follow existing code conventions when possible, and lab techniques used include multianalyte assays with algorithmic analyses (MAAA) and genomic sequencing procedures (GSP), among others. Read Less | Range Specific Guideline Proprietary laboratory analyses (PLA) codes describe proprietary clinical laboratory analyses and can be either provided by a single ("sole-source") laboratory or licensed or marketed to multiple providing laboratories (eg, cleared or approved by the Food and Drug Administration [FDA]). This subsection includes advanced diagnostic laboratory tests (ADLTs) and clinical diagnostic laboratory tests (CDLTs), as defined under the Protecting Access to Medicare Act (PAMA) of 2014. These analyses may include a range of medical laboratory tests including, but not limited to, multianalyte assays with algorithmic analyses (MAAA) and genomic sequencing procedures (GSP). The descriptor nomenclature follows, where possible, existing code conventions (eg, MAAA, GSP). Unless specifically noted, even though the Proprietary Laboratory Analyses section of the code set is located at the end of the Pathology and Laboratory section of the code set, a PLA code does not fulfill Category I code criteria. PLA codes are not required to fulfill the Category I criteria. The standards for inclusion in the PLA section are: The test must be commercially available in the United States for use on human specimens and The clinical laboratory or manufacturer that offers the test must request the code. For similar laboratory analyses that fulfill Category I criteria, see codes listed in the numeric 80000 series. When a PLA code is available to report a given proprietary laboratory service, that PLA code takes precedence. The service should not be reported with any other CPT® code(s) and other CPT® code(s) should not be used to report services that may be reported with that specific PLA code. These codes encompass all analytical services required for the analysis (eg, cell lysis, nucleic acid stabilization, extraction, digestion, amplification, hybridization and detection). For molecular analyses, additional procedures that are required prior to cell lysis (eg, microdissection [codes 88380 and 88381]) may be reported separately. Codes in this subsection are released on a quarterly basis to expedite dissemination for reporting. PLA codes will be published electronically on the AMA CPT® website (ama-assn.org/cpt-pla-codes), distributed via CPT® data files on a quarterly basis, and, at a minimum, made available in print annually in the CPT® codebook. See the Introduction section of the CPT® code set for a complete list of the dates of release and implementation. All codes that are included in this section are also included in Appendix O, with the procedure's proprietary name. In order to report a PLA code, the analysis performed must fulfill the code descriptor and must be the test represented by the proprietary name listed in Appendix O. In some instances, the descriptor language of PLA codes may be identical and the code may only be differentiated by the listed proprietary name in Appendix O. When more than one PLA has an identical descriptor, the codes will be denoted by the symbol "â™“." All PLA tests will have assigned codes in the PLA section of the code set. Any PLA coded test(s) that satisfies Category I criteria and has been accepted by the CPT® Editorial Panel will be designated by the addition of the symbol "^" to the existing PLA code and will remain in the PLA section of the code set. If a proprietary test has already been accepted for a Category I code and a code has not been published, subsequent application for a PLA code will take precedence. The code will only be placed in the PLA section. The accuracy of a PLA code is to be maintained by the original applicant, or the current owner of the test kit or laboratory performing the proprietary test. A new PLA code is required when: 1. Additional nucleic acid (DNA or RNA) and/or protein analysis(es) are added to the current PLA test, or 2. The name of the PLA test has changed in association with changes in test performance or test characteristics. The addition or modification of the therapeutic applications of the test require submission of a code change application, but it may not require a new code number. | 0001U-0599U | https://www.aapc.com/codes/cpt-codes/0570U | 2025-10-27T19:17:23.486414Z
0571U | Oncology (solid tumor), DNA (80 genes) and RNA (10 genes), by next-generation sequencing, plasma, including single-nucleotide variants, insertions/deletions, copy-number alterations, microsatellite instability, and fusions, reported as clinically actionable variants | This is a Proprietary Laboratory Analyses (PLA) code, meaning that the code applies to only one unique lab test made by a specific manufacturer or performed by a specific lab. Report 0571U only for LiquidHALLMARK® ctDNA and ctRNA from Lucence Health Inc. This blood–based test evaluates 80 genes from circulating tumor DNA (ctDNA) and 10 genes from circulating tumor RNA (ctRNA) using next–generation sequencing (NGS). It identifies multiple types of genetic changes that may be important for treatment decisions. Results are reported as clinically actionable variants. Explanation This code represents LiquidHALLMARK® ctDNA and ctRNA from Lucence Health Inc. The test uses a plasma sample (liquid part of blood) to isolate circulating tumor DNA (ctDNA) and circulating tumor RNA (ctRNA), which are small fragments of genetic material shed by tumors into the bloodstream. Next–generation sequencing (NGS) is performed on 80 DNA genes and 10 RNA genes to identify genetic changes. These include single–nucleotide variants (small changes in one DNA letter), insertions and deletions (additions or losses of small DNA segments), copy–number alterations (gains or losses in the number of copies of a gene), microsatellite instability (a sign of impaired DNA repair), and fusions (when parts of two genes combine abnormally). Results focus on clinically actionable variants, which are changes that can affect diagnosis, prognosis, or treatment planning. Clinicians may order this test to guide treatment choices for patients with solid tumors. Tips Use this code only for the appropriate proprietary test. Additional Info “U” codes are included in the CPT® code set to identify specific Proprietary Laboratory Analyses (PLA) tests. PLA codes take precedence over the usual 80000 series codes for laboratory/pathology. Use this code only for the above–described test; do not report this test using any other CPT® code. PLA code descriptors follow existing code conventions when possible, and lab techniques used include multianalyte assays with algorithmic analyses (MAAA) and genomic sequencing procedures (GSP), among others. Read Less | Range Specific Guideline Proprietary laboratory analyses (PLA) codes describe proprietary clinical laboratory analyses and can be either provided by a single ("sole-source") laboratory or licensed or marketed to multiple providing laboratories (eg, cleared or approved by the Food and Drug Administration [FDA]). This subsection includes advanced diagnostic laboratory tests (ADLTs) and clinical diagnostic laboratory tests (CDLTs), as defined under the Protecting Access to Medicare Act (PAMA) of 2014. These analyses may include a range of medical laboratory tests including, but not limited to, multianalyte assays with algorithmic analyses (MAAA) and genomic sequencing procedures (GSP). The descriptor nomenclature follows, where possible, existing code conventions (eg, MAAA, GSP). Unless specifically noted, even though the Proprietary Laboratory Analyses section of the code set is located at the end of the Pathology and Laboratory section of the code set, a PLA code does not fulfill Category I code criteria. PLA codes are not required to fulfill the Category I criteria. The standards for inclusion in the PLA section are: The test must be commercially available in the United States for use on human specimens and The clinical laboratory or manufacturer that offers the test must request the code. For similar laboratory analyses that fulfill Category I criteria, see codes listed in the numeric 80000 series. When a PLA code is available to report a given proprietary laboratory service, that PLA code takes precedence. The service should not be reported with any other CPT® code(s) and other CPT® code(s) should not be used to report services that may be reported with that specific PLA code. These codes encompass all analytical services required for the analysis (eg, cell lysis, nucleic acid stabilization, extraction, digestion, amplification, hybridization and detection). For molecular analyses, additional procedures that are required prior to cell lysis (eg, microdissection [codes 88380 and 88381]) may be reported separately. Codes in this subsection are released on a quarterly basis to expedite dissemination for reporting. PLA codes will be published electronically on the AMA CPT® website (ama-assn.org/cpt-pla-codes), distributed via CPT® data files on a quarterly basis, and, at a minimum, made available in print annually in the CPT® codebook. See the Introduction section of the CPT® code set for a complete list of the dates of release and implementation. All codes that are included in this section are also included in Appendix O, with the procedure's proprietary name. In order to report a PLA code, the analysis performed must fulfill the code descriptor and must be the test represented by the proprietary name listed in Appendix O. In some instances, the descriptor language of PLA codes may be identical and the code may only be differentiated by the listed proprietary name in Appendix O. When more than one PLA has an identical descriptor, the codes will be denoted by the symbol "â™“." All PLA tests will have assigned codes in the PLA section of the code set. Any PLA coded test(s) that satisfies Category I criteria and has been accepted by the CPT® Editorial Panel will be designated by the addition of the symbol "^" to the existing PLA code and will remain in the PLA section of the code set. If a proprietary test has already been accepted for a Category I code and a code has not been published, subsequent application for a PLA code will take precedence. The code will only be placed in the PLA section. The accuracy of a PLA code is to be maintained by the original applicant, or the current owner of the test kit or laboratory performing the proprietary test. A new PLA code is required when: 1. Additional nucleic acid (DNA or RNA) and/or protein analysis(es) are added to the current PLA test, or 2. The name of the PLA test has changed in association with changes in test performance or test characteristics. The addition or modification of the therapeutic applications of the test require submission of a code change application, but it may not require a new code number. | 0001U-0599U | https://www.aapc.com/codes/cpt-codes/0571U | 2025-10-27T19:17:41.329546Z
0572U | Oncology (prostate), high-throughput telomere length quantification by FISH, whole blood, diagnostic algorithm reported as risk of prostate cancer | This is a Proprietary Laboratory Analyses (PLA) code, meaning that the code applies to only one unique lab test made by a specific manufacturer or performed by a specific lab. Report 0572U only for ProsTAV® from Life Length S.L. This test uses a blood sample to measure telomere length in cells using fluorescence in situ hybridization (FISH). The results are analyzed by a diagnostic algorithm and reported as a risk level for prostate cancer. Explanation This code represents ProsTAV® from Life Length S.L. The test is performed on whole blood and uses fluorescence in situ hybridization (FISH), a laboratory technique that uses fluorescent probes to visualize and measure the length of telomeres, structures that protect the ends of chromosomes. Shortened telomeres have been linked to aging and cancer development, including prostate cancer. The high–throughput process allows many cells to be analyzed quickly and accurately. A diagnostic algorithm uses the telomere data to determine and report the individual’s prostate cancer risk. Clinicians may order this test to assess a patient’s risk for prostate cancer, particularly when evaluating the need for additional testing or monitoring. Tips Use this code only for the appropriate proprietary test. Additional Info “U” codes are included in the CPT® code set to identify specific Proprietary Laboratory Analyses (PLA) tests. PLA codes take precedence over the usual 80000 series codes for laboratory/pathology. Use this code only for the above–described test; do not report this test using any other CPT® code. PLA code descriptors follow existing code conventions when possible, and lab techniques used include multianalyte assays with algorithmic analyses (MAAA) and genomic sequencing procedures (GSP), among others. Read Less | Range Specific Guideline Proprietary laboratory analyses (PLA) codes describe proprietary clinical laboratory analyses and can be either provided by a single ("sole-source") laboratory or licensed or marketed to multiple providing laboratories (eg, cleared or approved by the Food and Drug Administration [FDA]). This subsection includes advanced diagnostic laboratory tests (ADLTs) and clinical diagnostic laboratory tests (CDLTs), as defined under the Protecting Access to Medicare Act (PAMA) of 2014. These analyses may include a range of medical laboratory tests including, but not limited to, multianalyte assays with algorithmic analyses (MAAA) and genomic sequencing procedures (GSP). The descriptor nomenclature follows, where possible, existing code conventions (eg, MAAA, GSP). Unless specifically noted, even though the Proprietary Laboratory Analyses section of the code set is located at the end of the Pathology and Laboratory section of the code set, a PLA code does not fulfill Category I code criteria. PLA codes are not required to fulfill the Category I criteria. The standards for inclusion in the PLA section are: The test must be commercially available in the United States for use on human specimens and The clinical laboratory or manufacturer that offers the test must request the code. For similar laboratory analyses that fulfill Category I criteria, see codes listed in the numeric 80000 series. When a PLA code is available to report a given proprietary laboratory service, that PLA code takes precedence. The service should not be reported with any other CPT® code(s) and other CPT® code(s) should not be used to report services that may be reported with that specific PLA code. These codes encompass all analytical services required for the analysis (eg, cell lysis, nucleic acid stabilization, extraction, digestion, amplification, hybridization and detection). For molecular analyses, additional procedures that are required prior to cell lysis (eg, microdissection [codes 88380 and 88381]) may be reported separately. Codes in this subsection are released on a quarterly basis to expedite dissemination for reporting. PLA codes will be published electronically on the AMA CPT® website (ama-assn.org/cpt-pla-codes), distributed via CPT® data files on a quarterly basis, and, at a minimum, made available in print annually in the CPT® codebook. See the Introduction section of the CPT® code set for a complete list of the dates of release and implementation. All codes that are included in this section are also included in Appendix O, with the procedure's proprietary name. In order to report a PLA code, the analysis performed must fulfill the code descriptor and must be the test represented by the proprietary name listed in Appendix O. In some instances, the descriptor language of PLA codes may be identical and the code may only be differentiated by the listed proprietary name in Appendix O. When more than one PLA has an identical descriptor, the codes will be denoted by the symbol "â™“." All PLA tests will have assigned codes in the PLA section of the code set. Any PLA coded test(s) that satisfies Category I criteria and has been accepted by the CPT® Editorial Panel will be designated by the addition of the symbol "^" to the existing PLA code and will remain in the PLA section of the code set. If a proprietary test has already been accepted for a Category I code and a code has not been published, subsequent application for a PLA code will take precedence. The code will only be placed in the PLA section. The accuracy of a PLA code is to be maintained by the original applicant, or the current owner of the test kit or laboratory performing the proprietary test. A new PLA code is required when: 1. Additional nucleic acid (DNA or RNA) and/or protein analysis(es) are added to the current PLA test, or 2. The name of the PLA test has changed in association with changes in test performance or test characteristics. The addition or modification of the therapeutic applications of the test require submission of a code change application, but it may not require a new code number. | 0001U-0599U | https://www.aapc.com/codes/cpt-codes/0572U | 2025-10-27T19:17:59.171950Z
0573U | Oncology (pancreas), 3 biomarkers (glucose, carcinoembryonic antigen, and gastricsin), pancreatic cyst lesion fluid, algorithm reported as categorical mucinous or non-mucinous | This is a Proprietary Laboratory Analyses (PLA) code, meaning that the code applies to only one unique lab test made by a specific manufacturer or performed by a specific lab. Report 0573U only for Amplified Sciences PanCystPro™ from Amplified Sciences Inc. This test uses a fluid sample from a pancreatic cyst to analyze three biomarkers: glucose, carcinoembryonic antigen (CEA), and gastricsin. An algorithm evaluates the results and classifies the cyst as mucinous or nonmucinous. Explanation This code represents Amplified Sciences PanCystPro™ from Amplified Sciences Inc. The test analyzes pancreatic cyst fluid for three biomarkers. Glucose is a sugar normally present in body fluids; low levels in cyst fluid can suggest a mucinous cyst. Carcinoembryonic antigen (CEA) is a protein often elevated in mucinous or cancer–related cysts. Gastricsin is a digestive enzyme that may be increased in certain types of cysts. These markers are measured, and the results are interpreted using a diagnostic algorithm that categorizes the cyst as mucinous (potentially precancerous or cancerous) or nonmucinous (typically benign). Clinicians may order this test to help determine the nature of a pancreatic cyst and guide decisions about further monitoring, surgery, or other treatment. Tips Use this code only for the appropriate proprietary test. Additional Info “U” codes are included in the CPT® code set to identify specific Proprietary Laboratory Analyses (PLA) tests. PLA codes take precedence over the usual 80000 series codes for laboratory/pathology. Use this code only for the above–described test; do not report this test using any other CPT® code. PLA code descriptors follow existing code conventions when possible, and lab techniques used include multianalyte assays with algorithmic analyses (MAAA) and genomic sequencing procedures (GSP), among others. Read Less | Range Specific Guideline Proprietary laboratory analyses (PLA) codes describe proprietary clinical laboratory analyses and can be either provided by a single ("sole-source") laboratory or licensed or marketed to multiple providing laboratories (eg, cleared or approved by the Food and Drug Administration [FDA]). This subsection includes advanced diagnostic laboratory tests (ADLTs) and clinical diagnostic laboratory tests (CDLTs), as defined under the Protecting Access to Medicare Act (PAMA) of 2014. These analyses may include a range of medical laboratory tests including, but not limited to, multianalyte assays with algorithmic analyses (MAAA) and genomic sequencing procedures (GSP). The descriptor nomenclature follows, where possible, existing code conventions (eg, MAAA, GSP). Unless specifically noted, even though the Proprietary Laboratory Analyses section of the code set is located at the end of the Pathology and Laboratory section of the code set, a PLA code does not fulfill Category I code criteria. PLA codes are not required to fulfill the Category I criteria. The standards for inclusion in the PLA section are: The test must be commercially available in the United States for use on human specimens and The clinical laboratory or manufacturer that offers the test must request the code. For similar laboratory analyses that fulfill Category I criteria, see codes listed in the numeric 80000 series. When a PLA code is available to report a given proprietary laboratory service, that PLA code takes precedence. The service should not be reported with any other CPT® code(s) and other CPT® code(s) should not be used to report services that may be reported with that specific PLA code. These codes encompass all analytical services required for the analysis (eg, cell lysis, nucleic acid stabilization, extraction, digestion, amplification, hybridization and detection). For molecular analyses, additional procedures that are required prior to cell lysis (eg, microdissection [codes 88380 and 88381]) may be reported separately. Codes in this subsection are released on a quarterly basis to expedite dissemination for reporting. PLA codes will be published electronically on the AMA CPT® website (ama-assn.org/cpt-pla-codes), distributed via CPT® data files on a quarterly basis, and, at a minimum, made available in print annually in the CPT® codebook. See the Introduction section of the CPT® code set for a complete list of the dates of release and implementation. All codes that are included in this section are also included in Appendix O, with the procedure's proprietary name. In order to report a PLA code, the analysis performed must fulfill the code descriptor and must be the test represented by the proprietary name listed in Appendix O. In some instances, the descriptor language of PLA codes may be identical and the code may only be differentiated by the listed proprietary name in Appendix O. When more than one PLA has an identical descriptor, the codes will be denoted by the symbol "â™“." All PLA tests will have assigned codes in the PLA section of the code set. Any PLA coded test(s) that satisfies Category I criteria and has been accepted by the CPT® Editorial Panel will be designated by the addition of the symbol "^" to the existing PLA code and will remain in the PLA section of the code set. If a proprietary test has already been accepted for a Category I code and a code has not been published, subsequent application for a PLA code will take precedence. The code will only be placed in the PLA section. The accuracy of a PLA code is to be maintained by the original applicant, or the current owner of the test kit or laboratory performing the proprietary test. A new PLA code is required when: 1. Additional nucleic acid (DNA or RNA) and/or protein analysis(es) are added to the current PLA test, or 2. The name of the PLA test has changed in association with changes in test performance or test characteristics. The addition or modification of the therapeutic applications of the test require submission of a code change application, but it may not require a new code number. | 0001U-0599U | https://www.aapc.com/codes/cpt-codes/0573U | 2025-10-27T19:18:16.918937Z
0574U | Mycobacterium tuberculosis, culture filtrate protein-10-kDa (CFP-10), serum or plasma, liquid chromatography mass spectrometry (LC-MS) | This is a Proprietary Laboratory Analyses (PLA) code, meaning that the code applies to only one unique lab test made by a specific manufacturer or performed by a specific lab. Report 0574U only for NanoDetect–TB™ from NanoPin Technologies Inc. This test uses serum or plasma to detect the tuberculosis protein CFP–10 using a highly specific method called liquid chromatography mass spectrometry (LC–MS). It helps identify active Mycobacterium tuberculosis infection. Explanation This code represents NanoDetect–TB™ from NanoPin Technologies Inc. The test is performed on serum or plasma and is designed to detect culture filtrate protein–10–kDa (CFP–10), a protein secreted by Mycobacterium tuberculosis, the bacterium that causes tuberculosis (TB). The test uses liquid chromatography mass spectrometry (LC–MS), a powerful technique that separates and identifies specific proteins in a sample based on their mass and chemical properties. Detecting CFP–10 helps confirm the presence of active TB infection. Clinicians may order this test to aid in the diagnosis of active TB, especially in cases where standard methods are not sensitive or specific enough, such as extrapulmonary TB (outside the lungs), TB in children, or TB in patients co–infected with human immunodeficiency virus (HIV). Tips Use this code only for the appropriate proprietary test. Additional Info “U” codes are included in the CPT® code set to identify specific Proprietary Laboratory Analyses (PLA) tests. PLA codes take precedence over the usual 80000 series codes for laboratory/pathology. Use this code only for the above–described test; do not report this test using any other CPT® code. PLA code descriptors follow existing code conventions when possible, and lab techniques used include multianalyte assays with algorithmic analyses (MAAA) and genomic sequencing procedures (GSP), among others. Read Less | Range Specific Guideline Proprietary laboratory analyses (PLA) codes describe proprietary clinical laboratory analyses and can be either provided by a single ("sole-source") laboratory or licensed or marketed to multiple providing laboratories (eg, cleared or approved by the Food and Drug Administration [FDA]). This subsection includes advanced diagnostic laboratory tests (ADLTs) and clinical diagnostic laboratory tests (CDLTs), as defined under the Protecting Access to Medicare Act (PAMA) of 2014. These analyses may include a range of medical laboratory tests including, but not limited to, multianalyte assays with algorithmic analyses (MAAA) and genomic sequencing procedures (GSP). The descriptor nomenclature follows, where possible, existing code conventions (eg, MAAA, GSP). Unless specifically noted, even though the Proprietary Laboratory Analyses section of the code set is located at the end of the Pathology and Laboratory section of the code set, a PLA code does not fulfill Category I code criteria. PLA codes are not required to fulfill the Category I criteria. The standards for inclusion in the PLA section are: The test must be commercially available in the United States for use on human specimens and The clinical laboratory or manufacturer that offers the test must request the code. For similar laboratory analyses that fulfill Category I criteria, see codes listed in the numeric 80000 series. When a PLA code is available to report a given proprietary laboratory service, that PLA code takes precedence. The service should not be reported with any other CPT® code(s) and other CPT® code(s) should not be used to report services that may be reported with that specific PLA code. These codes encompass all analytical services required for the analysis (eg, cell lysis, nucleic acid stabilization, extraction, digestion, amplification, hybridization and detection). For molecular analyses, additional procedures that are required prior to cell lysis (eg, microdissection [codes 88380 and 88381]) may be reported separately. Codes in this subsection are released on a quarterly basis to expedite dissemination for reporting. PLA codes will be published electronically on the AMA CPT® website (ama-assn.org/cpt-pla-codes), distributed via CPT® data files on a quarterly basis, and, at a minimum, made available in print annually in the CPT® codebook. See the Introduction section of the CPT® code set for a complete list of the dates of release and implementation. All codes that are included in this section are also included in Appendix O, with the procedure's proprietary name. In order to report a PLA code, the analysis performed must fulfill the code descriptor and must be the test represented by the proprietary name listed in Appendix O. In some instances, the descriptor language of PLA codes may be identical and the code may only be differentiated by the listed proprietary name in Appendix O. When more than one PLA has an identical descriptor, the codes will be denoted by the symbol "â™“." All PLA tests will have assigned codes in the PLA section of the code set. Any PLA coded test(s) that satisfies Category I criteria and has been accepted by the CPT® Editorial Panel will be designated by the addition of the symbol "^" to the existing PLA code and will remain in the PLA section of the code set. If a proprietary test has already been accepted for a Category I code and a code has not been published, subsequent application for a PLA code will take precedence. The code will only be placed in the PLA section. The accuracy of a PLA code is to be maintained by the original applicant, or the current owner of the test kit or laboratory performing the proprietary test. A new PLA code is required when: 1. Additional nucleic acid (DNA or RNA) and/or protein analysis(es) are added to the current PLA test, or 2. The name of the PLA test has changed in association with changes in test performance or test characteristics. The addition or modification of the therapeutic applications of the test require submission of a code change application, but it may not require a new code number. | 0001U-0599U | https://www.aapc.com/codes/cpt-codes/0574U | 2025-10-27T19:18:34.936710Z
0575U | Transplantation medicine (liver allograft rejection), miRNA gene expression profiling by RT-PCR of 4 genes (miR-122, miR-885, miR-23a housekeeping, spike-in control), serum, algorithm reported as risk of liver allograft rejection | This is a Proprietary Laboratory Analyses (PLA) code, meaning that the code applies to only one unique lab test made by a specific manufacturer or performed by a specific lab. Report 0575U only for HepatoTrack™ from LuminoDx Laboratory, LuminoDx Inc. This test evaluates the risk of liver transplant (allograft) rejection by measuring the expression of four specific microRNA (miRNA) genes in a blood sample. Using a method called reverse transcription polymerase chain reaction (RT–PCR), the test analyzes miR–122, miR–885, miR–23a (a housekeeping gene), and a spike–in control to generate a risk score for rejection. Explanation This code represents HepatoTrack™ from LuminoDx Laboratory, LuminoDx Inc. For this test, the lab analyst examines a serum sample (the liquid part of blood) from a liver transplant patient to assess their risk of rejecting the transplanted organ (liver allograft). The test uses reverse transcription polymerase chain reaction (RT–PCR), a method that converts RNA into DNA and then amplifies it to detect and measure gene expression levels. It focuses on four microRNAs (miRNAs), which are small molecules that help regulate gene activity. The test targets miR–122 and miR–885, which are associated with liver function and immune response; miR–23a, which is used as a housekeeping gene (a reference for consistent expression); and a spike–in control, which confirms that the test worked properly. The results are analyzed by an algorithm that generates a rejection risk score. Clinicians may order this test to monitor patients after a liver transplant and detect early signs of immune rejection, allowing for timely medical intervention. Tips Use this code only for the appropriate proprietary test. Additional Info “U” codes are included in the CPT® code set to identify specific Proprietary Laboratory Analyses (PLA) tests. PLA codes take precedence over the usual 80000 series codes for laboratory/pathology. Use this code only for the above–described test; do not report this test using any other CPT® code. PLA code descriptors follow existing code conventions when possible, and lab techniques used include multianalyte assays with algorithmic analyses (MAAA) and genomic sequencing procedures (GSP), among others. Read Less | Range Specific Guideline Proprietary laboratory analyses (PLA) codes describe proprietary clinical laboratory analyses and can be either provided by a single ("sole-source") laboratory or licensed or marketed to multiple providing laboratories (eg, cleared or approved by the Food and Drug Administration [FDA]). This subsection includes advanced diagnostic laboratory tests (ADLTs) and clinical diagnostic laboratory tests (CDLTs), as defined under the Protecting Access to Medicare Act (PAMA) of 2014. These analyses may include a range of medical laboratory tests including, but not limited to, multianalyte assays with algorithmic analyses (MAAA) and genomic sequencing procedures (GSP). The descriptor nomenclature follows, where possible, existing code conventions (eg, MAAA, GSP). Unless specifically noted, even though the Proprietary Laboratory Analyses section of the code set is located at the end of the Pathology and Laboratory section of the code set, a PLA code does not fulfill Category I code criteria. PLA codes are not required to fulfill the Category I criteria. The standards for inclusion in the PLA section are: The test must be commercially available in the United States for use on human specimens and The clinical laboratory or manufacturer that offers the test must request the code. For similar laboratory analyses that fulfill Category I criteria, see codes listed in the numeric 80000 series. When a PLA code is available to report a given proprietary laboratory service, that PLA code takes precedence. The service should not be reported with any other CPT® code(s) and other CPT® code(s) should not be used to report services that may be reported with that specific PLA code. These codes encompass all analytical services required for the analysis (eg, cell lysis, nucleic acid stabilization, extraction, digestion, amplification, hybridization and detection). For molecular analyses, additional procedures that are required prior to cell lysis (eg, microdissection [codes 88380 and 88381]) may be reported separately. Codes in this subsection are released on a quarterly basis to expedite dissemination for reporting. PLA codes will be published electronically on the AMA CPT® website (ama-assn.org/cpt-pla-codes), distributed via CPT® data files on a quarterly basis, and, at a minimum, made available in print annually in the CPT® codebook. See the Introduction section of the CPT® code set for a complete list of the dates of release and implementation. All codes that are included in this section are also included in Appendix O, with the procedure's proprietary name. In order to report a PLA code, the analysis performed must fulfill the code descriptor and must be the test represented by the proprietary name listed in Appendix O. In some instances, the descriptor language of PLA codes may be identical and the code may only be differentiated by the listed proprietary name in Appendix O. When more than one PLA has an identical descriptor, the codes will be denoted by the symbol "â™“." All PLA tests will have assigned codes in the PLA section of the code set. Any PLA coded test(s) that satisfies Category I criteria and has been accepted by the CPT® Editorial Panel will be designated by the addition of the symbol "^" to the existing PLA code and will remain in the PLA section of the code set. If a proprietary test has already been accepted for a Category I code and a code has not been published, subsequent application for a PLA code will take precedence. The code will only be placed in the PLA section. The accuracy of a PLA code is to be maintained by the original applicant, or the current owner of the test kit or laboratory performing the proprietary test. A new PLA code is required when: 1. Additional nucleic acid (DNA or RNA) and/or protein analysis(es) are added to the current PLA test, or 2. The name of the PLA test has changed in association with changes in test performance or test characteristics. The addition or modification of the therapeutic applications of the test require submission of a code change application, but it may not require a new code number. | 0001U-0599U | https://www.aapc.com/codes/cpt-codes/0575U | 2025-10-27T19:18:53.169501Z
0576U | Transplantation medicine (liver allograft rejection), quantitative donor-derived cell-free DNA (cfDNA) by whole genome next-generation sequencing, plasma and mRNA gene expression profiling by multiplex real-time PCR of 56 genes, whole blood, combined algorithm reported as a rejection risk score | This is a Proprietary Laboratory Analyses (PLA) code, meaning that the code applies to only one unique lab test made by a specific manufacturer or performed by a specific lab. Report 0576U only for OmniGraf® Liver from Eurofins Transplant Genomics LLC. This test determines the risk of liver transplant (allograft) rejection by analyzing two types of blood samples. It measures donor–derived cell–free DNA (cfDNA) using whole genome next–generation sequencing (NGS) from plasma and performs gene expression profiling of 56 genes using multiplex real–time polymerase chain reaction (PCR) from whole blood. The results are combined into a single algorithmic score to assess rejection risk. Explanation This code represents OmniGraf® Liver from Eurofins Transplant Genomics LLC. For this test, the lab performs two separate analyses from a patient who has received a liver transplant. First, plasma (the liquid part of blood) is tested for donor–derived cell–free DNA (cfDNA), which is DNA released into the bloodstream from cells of the transplanted organ. Higher levels can indicate organ damage or rejection. Whole genome next–generation sequencing (NGS) is used to detect and quantify this cfDNA. Second, a whole blood sample is used to assess the expression of 56 genes using multiplex real–time polymerase chain reaction (PCR). This technique allows many genes to be analyzed at once to see how active they are (mRNA profiling), providing insight into the immune system's activity. The two sets of results are combined by an algorithm that produces a rejection risk score. Clinicians may order this test to monitor liver transplant patients and detect early signs of rejection, enabling proactive treatment decisions. Tips Use this code only for the appropriate proprietary test. Additional Info “U” codes are included in the CPT® code set to identify specific Proprietary Laboratory Analyses (PLA) tests. PLA codes take precedence over the usual 80000 series codes for laboratory/pathology. Use this code only for the above–described test; do not report this test using any other CPT® code. PLA code descriptors follow existing code conventions when possible, and lab techniques used include multianalyte assays with algorithmic analyses (MAAA) and genomic sequencing procedures (GSP), among others. Read Less | Range Specific Guideline Proprietary laboratory analyses (PLA) codes describe proprietary clinical laboratory analyses and can be either provided by a single ("sole-source") laboratory or licensed or marketed to multiple providing laboratories (eg, cleared or approved by the Food and Drug Administration [FDA]). This subsection includes advanced diagnostic laboratory tests (ADLTs) and clinical diagnostic laboratory tests (CDLTs), as defined under the Protecting Access to Medicare Act (PAMA) of 2014. These analyses may include a range of medical laboratory tests including, but not limited to, multianalyte assays with algorithmic analyses (MAAA) and genomic sequencing procedures (GSP). The descriptor nomenclature follows, where possible, existing code conventions (eg, MAAA, GSP). Unless specifically noted, even though the Proprietary Laboratory Analyses section of the code set is located at the end of the Pathology and Laboratory section of the code set, a PLA code does not fulfill Category I code criteria. PLA codes are not required to fulfill the Category I criteria. The standards for inclusion in the PLA section are: The test must be commercially available in the United States for use on human specimens and The clinical laboratory or manufacturer that offers the test must request the code. For similar laboratory analyses that fulfill Category I criteria, see codes listed in the numeric 80000 series. When a PLA code is available to report a given proprietary laboratory service, that PLA code takes precedence. The service should not be reported with any other CPT® code(s) and other CPT® code(s) should not be used to report services that may be reported with that specific PLA code. These codes encompass all analytical services required for the analysis (eg, cell lysis, nucleic acid stabilization, extraction, digestion, amplification, hybridization and detection). For molecular analyses, additional procedures that are required prior to cell lysis (eg, microdissection [codes 88380 and 88381]) may be reported separately. Codes in this subsection are released on a quarterly basis to expedite dissemination for reporting. PLA codes will be published electronically on the AMA CPT® website (ama-assn.org/cpt-pla-codes), distributed via CPT® data files on a quarterly basis, and, at a minimum, made available in print annually in the CPT® codebook. See the Introduction section of the CPT® code set for a complete list of the dates of release and implementation. All codes that are included in this section are also included in Appendix O, with the procedure's proprietary name. In order to report a PLA code, the analysis performed must fulfill the code descriptor and must be the test represented by the proprietary name listed in Appendix O. In some instances, the descriptor language of PLA codes may be identical and the code may only be differentiated by the listed proprietary name in Appendix O. When more than one PLA has an identical descriptor, the codes will be denoted by the symbol "â™“." All PLA tests will have assigned codes in the PLA section of the code set. Any PLA coded test(s) that satisfies Category I criteria and has been accepted by the CPT® Editorial Panel will be designated by the addition of the symbol "^" to the existing PLA code and will remain in the PLA section of the code set. If a proprietary test has already been accepted for a Category I code and a code has not been published, subsequent application for a PLA code will take precedence. The code will only be placed in the PLA section. The accuracy of a PLA code is to be maintained by the original applicant, or the current owner of the test kit or laboratory performing the proprietary test. A new PLA code is required when: 1. Additional nucleic acid (DNA or RNA) and/or protein analysis(es) are added to the current PLA test, or 2. The name of the PLA test has changed in association with changes in test performance or test characteristics. The addition or modification of the therapeutic applications of the test require submission of a code change application, but it may not require a new code number. | 0001U-0599U | https://www.aapc.com/codes/cpt-codes/0576U | 2025-10-27T19:19:10.896600Z
0577U | Oncology (ovarian), serum, analysis of 39 glycoproteins by liquid chromatography with tandem mass spectrometry (LC-MS/MS) in multiple reaction monitoring mode, reported as likelihood of malignancy | This is a Proprietary Laboratory Analyses (PLA) code, meaning that the code applies to only one unique lab test made by a specific manufacturer or performed by a specific lab. Report 0577U only for GlycoKnow™ Ovarian from InterVenn Biosciences. This test evaluates the likelihood of ovarian cancer by measuring 39 glycoproteins in a serum sample. It uses liquid chromatography with tandem mass spectrometry (LC–MS/MS) in multiple reaction monitoring mode to generate a malignancy risk score. Explanation This code represents GlycoKnow™ Ovarian from InterVenn Biosciences. For this test, the lab receives a serum sample (the liquid part of blood) from a patient suspected of having ovarian cancer. The test examines 39 glycoproteins, which are proteins with attached sugar molecules often associated with cancer–related changes. These glycoproteins are measured using liquid chromatography with tandem mass spectrometry (LC–MS/MS), a technique that separates and precisely identifies molecules in a sample. The test uses multiple reaction monitoring, which targets and quantifies specific glycoproteins related to cancer. The results are analyzed to report a likelihood score indicating the probability that the patient’s condition involves malignant (cancerous) ovarian tissue. Clinicians may order this test to support diagnosis and treatment planning in patients with symptoms or imaging findings suggestive of ovarian cancer, such as a pelvic mass. Tips Use this code only for the appropriate proprietary test. Additional Info “U” codes are included in the CPT® code set to identify specific Proprietary Laboratory Analyses (PLA) tests. PLA codes take precedence over the usual 80000 series codes for laboratory/pathology. Use this code only for the above–described test; do not report this test using any other CPT® code. PLA code descriptors follow existing code conventions when possible, and lab techniques used include multianalyte assays with algorithmic analyses (MAAA) and genomic sequencing procedures (GSP), among others. Read Less | Range Specific Guideline Proprietary laboratory analyses (PLA) codes describe proprietary clinical laboratory analyses and can be either provided by a single ("sole-source") laboratory or licensed or marketed to multiple providing laboratories (eg, cleared or approved by the Food and Drug Administration [FDA]). This subsection includes advanced diagnostic laboratory tests (ADLTs) and clinical diagnostic laboratory tests (CDLTs), as defined under the Protecting Access to Medicare Act (PAMA) of 2014. These analyses may include a range of medical laboratory tests including, but not limited to, multianalyte assays with algorithmic analyses (MAAA) and genomic sequencing procedures (GSP). The descriptor nomenclature follows, where possible, existing code conventions (eg, MAAA, GSP). Unless specifically noted, even though the Proprietary Laboratory Analyses section of the code set is located at the end of the Pathology and Laboratory section of the code set, a PLA code does not fulfill Category I code criteria. PLA codes are not required to fulfill the Category I criteria. The standards for inclusion in the PLA section are: The test must be commercially available in the United States for use on human specimens and The clinical laboratory or manufacturer that offers the test must request the code. For similar laboratory analyses that fulfill Category I criteria, see codes listed in the numeric 80000 series. When a PLA code is available to report a given proprietary laboratory service, that PLA code takes precedence. The service should not be reported with any other CPT® code(s) and other CPT® code(s) should not be used to report services that may be reported with that specific PLA code. These codes encompass all analytical services required for the analysis (eg, cell lysis, nucleic acid stabilization, extraction, digestion, amplification, hybridization and detection). For molecular analyses, additional procedures that are required prior to cell lysis (eg, microdissection [codes 88380 and 88381]) may be reported separately. Codes in this subsection are released on a quarterly basis to expedite dissemination for reporting. PLA codes will be published electronically on the AMA CPT® website (ama-assn.org/cpt-pla-codes), distributed via CPT® data files on a quarterly basis, and, at a minimum, made available in print annually in the CPT® codebook. See the Introduction section of the CPT® code set for a complete list of the dates of release and implementation. All codes that are included in this section are also included in Appendix O, with the procedure's proprietary name. In order to report a PLA code, the analysis performed must fulfill the code descriptor and must be the test represented by the proprietary name listed in Appendix O. In some instances, the descriptor language of PLA codes may be identical and the code may only be differentiated by the listed proprietary name in Appendix O. When more than one PLA has an identical descriptor, the codes will be denoted by the symbol "â™“." All PLA tests will have assigned codes in the PLA section of the code set. Any PLA coded test(s) that satisfies Category I criteria and has been accepted by the CPT® Editorial Panel will be designated by the addition of the symbol "^" to the existing PLA code and will remain in the PLA section of the code set. If a proprietary test has already been accepted for a Category I code and a code has not been published, subsequent application for a PLA code will take precedence. The code will only be placed in the PLA section. The accuracy of a PLA code is to be maintained by the original applicant, or the current owner of the test kit or laboratory performing the proprietary test. A new PLA code is required when: 1. Additional nucleic acid (DNA or RNA) and/or protein analysis(es) are added to the current PLA test, or 2. The name of the PLA test has changed in association with changes in test performance or test characteristics. The addition or modification of the therapeutic applications of the test require submission of a code change application, but it may not require a new code number. | 0001U-0599U | https://www.aapc.com/codes/cpt-codes/0577U | 2025-10-27T19:19:28.931899Z
0578U | Oncology (cutaneous melanoma), RNA, gene expression profiling by real-time qPCR of 10 genes (8 content and 2 housekeeping), utilizing formalin-fixed paraffin-embedded (FFPE) tissue, algorithm reports a binary result, either low-risk or high-risk for sentinel lymph node metastasis and recurrence | This is a Proprietary Laboratory Analyses (PLA) code, meaning that the code applies to only one unique lab test made by a specific manufacturer or performed by a specific lab. Report 0578U only for Merlin™ Test from SkylineDx USA Inc. This test evaluates cutaneous melanoma tissue for gene activity linked to cancer spread and recurrence. It analyzes 10 genes using real–time quantitative polymerase chain reaction (qPCR) on a formalin–fixed paraffin–embedded (FFPE) sample and provides a result indicating low or high risk for lymph node involvement and recurrence. Explanation This code represents Merlin™ Test from SkylineDx USA Inc. The lab performs gene expression profiling using a tissue sample from cutaneous melanoma (a type of skin cancer). The sample is formalin–fixed and paraffin–embedded (FFPE), meaning it has been preserved in a special way to maintain tissue structure for testing. The lab analyst uses real–time quantitative polymerase chain reaction (qPCR) to analyze the activity of 10 genes: eight genes that provide relevant biological information (content genes) and two genes used as internal references (housekeeping genes) to ensure accuracy. The test’s algorithm evaluates the gene expression data and produces a binary result indicating whether the patient is at low or high risk for sentinel lymph node metastasis (spread of cancer to the nearest lymph nodes) and cancer recurrence. Clinicians may order this test to guide decisions about whether a sentinel lymph node biopsy is needed and to help assess the patient’s overall prognosis. Tips Use this code only for the appropriate proprietary test. Additional Info “U” codes are included in the CPT® code set to identify specific Proprietary Laboratory Analyses (PLA) tests. PLA codes take precedence over the usual 80000 series codes for laboratory/pathology. Use this code only for the above–described test; do not report this test using any other CPT® code. PLA code descriptors follow existing code conventions when possible, and lab techniques used include multianalyte assays with algorithmic analyses (MAAA) and genomic sequencing procedures (GSP), among others. Read Less | Range Specific Guideline Proprietary laboratory analyses (PLA) codes describe proprietary clinical laboratory analyses and can be either provided by a single ("sole-source") laboratory or licensed or marketed to multiple providing laboratories (eg, cleared or approved by the Food and Drug Administration [FDA]). This subsection includes advanced diagnostic laboratory tests (ADLTs) and clinical diagnostic laboratory tests (CDLTs), as defined under the Protecting Access to Medicare Act (PAMA) of 2014. These analyses may include a range of medical laboratory tests including, but not limited to, multianalyte assays with algorithmic analyses (MAAA) and genomic sequencing procedures (GSP). The descriptor nomenclature follows, where possible, existing code conventions (eg, MAAA, GSP). Unless specifically noted, even though the Proprietary Laboratory Analyses section of the code set is located at the end of the Pathology and Laboratory section of the code set, a PLA code does not fulfill Category I code criteria. PLA codes are not required to fulfill the Category I criteria. The standards for inclusion in the PLA section are: The test must be commercially available in the United States for use on human specimens and The clinical laboratory or manufacturer that offers the test must request the code. For similar laboratory analyses that fulfill Category I criteria, see codes listed in the numeric 80000 series. When a PLA code is available to report a given proprietary laboratory service, that PLA code takes precedence. The service should not be reported with any other CPT® code(s) and other CPT® code(s) should not be used to report services that may be reported with that specific PLA code. These codes encompass all analytical services required for the analysis (eg, cell lysis, nucleic acid stabilization, extraction, digestion, amplification, hybridization and detection). For molecular analyses, additional procedures that are required prior to cell lysis (eg, microdissection [codes 88380 and 88381]) may be reported separately. Codes in this subsection are released on a quarterly basis to expedite dissemination for reporting. PLA codes will be published electronically on the AMA CPT® website (ama-assn.org/cpt-pla-codes), distributed via CPT® data files on a quarterly basis, and, at a minimum, made available in print annually in the CPT® codebook. See the Introduction section of the CPT® code set for a complete list of the dates of release and implementation. All codes that are included in this section are also included in Appendix O, with the procedure's proprietary name. In order to report a PLA code, the analysis performed must fulfill the code descriptor and must be the test represented by the proprietary name listed in Appendix O. In some instances, the descriptor language of PLA codes may be identical and the code may only be differentiated by the listed proprietary name in Appendix O. When more than one PLA has an identical descriptor, the codes will be denoted by the symbol "â™“." All PLA tests will have assigned codes in the PLA section of the code set. Any PLA coded test(s) that satisfies Category I criteria and has been accepted by the CPT® Editorial Panel will be designated by the addition of the symbol "^" to the existing PLA code and will remain in the PLA section of the code set. If a proprietary test has already been accepted for a Category I code and a code has not been published, subsequent application for a PLA code will take precedence. The code will only be placed in the PLA section. The accuracy of a PLA code is to be maintained by the original applicant, or the current owner of the test kit or laboratory performing the proprietary test. A new PLA code is required when: 1. Additional nucleic acid (DNA or RNA) and/or protein analysis(es) are added to the current PLA test, or 2. The name of the PLA test has changed in association with changes in test performance or test characteristics. The addition or modification of the therapeutic applications of the test require submission of a code change application, but it may not require a new code number. | 0001U-0599U | https://www.aapc.com/codes/cpt-codes/0578U | 2025-10-27T19:19:46.410732Z
0579U | Nephrology (diabetic chronic kidney disease), enzyme-linked immunosorbent assay (ELISA) of apolipoprotein A4 (APOA4), CD5 antigen-like (CD5L) combined with estimated glomerular filtration rate (GFR), age, plasma, algorithm reported as a risk score for kidney function decline | This is a Proprietary Laboratory Analyses (PLA) code, meaning that the code applies to only one unique lab test made by a specific manufacturer or performed by a specific lab. Report 0579U only for Promarker®D from Proteomics International USA and Proteomics International Pty Ltd. This test predicts the risk of kidney function decline in individuals with diabetic chronic kidney disease. It analyzes a blood plasma sample using an enzyme–linked immunosorbent assay (ELISA) to detect the levels of two proteins: apolipoprotein A4 (APOA4) and CD5 antigen–like (CD5L). These results are combined with the patient's estimated glomerular filtration rate (GFR) and age to produce a risk score through an algorithm. Explanation This code represents Promarker®D from Proteomics International USA and Proteomics International Pty Ltd. The lab analyst performs an enzyme–linked immunosorbent assay (ELISA), which is a test that uses antibodies and color change to detect specific proteins in a sample. The sample is plasma, the liquid part of blood. The test measures apolipoprotein A4 (APOA4), a protein that helps carry fats through the blood and may be altered in kidney disease, and CD5 antigen–like (CD5L), a protein linked to inflammation and immune function. These biomarker levels are interpreted alongside the patient’s age and estimated glomerular filtration rate (GFR), which is a measure of how well the kidneys are filtering waste from the blood. An algorithm combines all this information to produce a score estimating how likely it is that the patient’s kidney function will decline. Clinicians may order this test to better understand the prognosis of diabetic chronic kidney disease and to guide treatment and monitoring decisions. Tips Use this code only for the appropriate proprietary test. Additional Info “U” codes are included in the CPT® code set to identify specific Proprietary Laboratory Analyses (PLA) tests. PLA codes take precedence over the usual 80000 series codes for laboratory/pathology. Use this code only for the above–described test; do not report this test using any other CPT® code. PLA code descriptors follow existing code conventions when possible, and lab techniques used include multianalyte assays with algorithmic analyses (MAAA) and genomic sequencing procedures (GSP), among others. Read Less | Range Specific Guideline Proprietary laboratory analyses (PLA) codes describe proprietary clinical laboratory analyses and can be either provided by a single ("sole-source") laboratory or licensed or marketed to multiple providing laboratories (eg, cleared or approved by the Food and Drug Administration [FDA]). This subsection includes advanced diagnostic laboratory tests (ADLTs) and clinical diagnostic laboratory tests (CDLTs), as defined under the Protecting Access to Medicare Act (PAMA) of 2014. These analyses may include a range of medical laboratory tests including, but not limited to, multianalyte assays with algorithmic analyses (MAAA) and genomic sequencing procedures (GSP). The descriptor nomenclature follows, where possible, existing code conventions (eg, MAAA, GSP). Unless specifically noted, even though the Proprietary Laboratory Analyses section of the code set is located at the end of the Pathology and Laboratory section of the code set, a PLA code does not fulfill Category I code criteria. PLA codes are not required to fulfill the Category I criteria. The standards for inclusion in the PLA section are: The test must be commercially available in the United States for use on human specimens and The clinical laboratory or manufacturer that offers the test must request the code. For similar laboratory analyses that fulfill Category I criteria, see codes listed in the numeric 80000 series. When a PLA code is available to report a given proprietary laboratory service, that PLA code takes precedence. The service should not be reported with any other CPT® code(s) and other CPT® code(s) should not be used to report services that may be reported with that specific PLA code. These codes encompass all analytical services required for the analysis (eg, cell lysis, nucleic acid stabilization, extraction, digestion, amplification, hybridization and detection). For molecular analyses, additional procedures that are required prior to cell lysis (eg, microdissection [codes 88380 and 88381]) may be reported separately. Codes in this subsection are released on a quarterly basis to expedite dissemination for reporting. PLA codes will be published electronically on the AMA CPT® website (ama-assn.org/cpt-pla-codes), distributed via CPT® data files on a quarterly basis, and, at a minimum, made available in print annually in the CPT® codebook. See the Introduction section of the CPT® code set for a complete list of the dates of release and implementation. All codes that are included in this section are also included in Appendix O, with the procedure's proprietary name. In order to report a PLA code, the analysis performed must fulfill the code descriptor and must be the test represented by the proprietary name listed in Appendix O. In some instances, the descriptor language of PLA codes may be identical and the code may only be differentiated by the listed proprietary name in Appendix O. When more than one PLA has an identical descriptor, the codes will be denoted by the symbol "â™“." All PLA tests will have assigned codes in the PLA section of the code set. Any PLA coded test(s) that satisfies Category I criteria and has been accepted by the CPT® Editorial Panel will be designated by the addition of the symbol "^" to the existing PLA code and will remain in the PLA section of the code set. If a proprietary test has already been accepted for a Category I code and a code has not been published, subsequent application for a PLA code will take precedence. The code will only be placed in the PLA section. The accuracy of a PLA code is to be maintained by the original applicant, or the current owner of the test kit or laboratory performing the proprietary test. A new PLA code is required when: 1. Additional nucleic acid (DNA or RNA) and/or protein analysis(es) are added to the current PLA test, or 2. The name of the PLA test has changed in association with changes in test performance or test characteristics. The addition or modification of the therapeutic applications of the test require submission of a code change application, but it may not require a new code number. | 0001U-0599U | https://www.aapc.com/codes/cpt-codes/0579U | 2025-10-27T19:20:03.664354Z
0580U | Borrelia burgdorferi, antibody detection of 24 recombinant protein groups, by immunoassay, IgG | This is a Proprietary Laboratory Analyses (PLA) code, meaning that the code applies to only one unique lab test made by a specific manufacturer or performed by a specific lab. Report 0580U only for iDart™ Lyme IgG ImmunoBlot Kit from ID–FISH Technology Inc. This test detects IgG antibodies (immune proteins that develop over time) against 24 different recombinant (lab–produced) proteins from Borrelia burgdorferi, the bacterium that causes Lyme disease. The results help determine whether someone has been infected. Explanation This code represents iDart™ Lyme IgG ImmunoBlot Kit from ID–FISH Technology Inc. The test uses an immunoassay, a method that detects antibodies in a patient’s blood sample by using lab–engineered proteins to trigger a visible reaction. Specifically, the test looks for immunoglobulin G (IgG), a type of antibody that the body produces later in response to infection. The test evaluates the patient’s IgG response to 24 recombinant proteins, which are versions of Borrelia burgdorferi proteins that are produced in a lab to mimic the real bacterial targets. If antibodies are detected, it suggests that the patient’s immune system has encountered the bacteria, usually indicating a past or ongoing infection. Clinicians may order this test to support the diagnosis of Lyme disease. Tips Use this code only for the appropriate proprietary test. Additional Info “U” codes are included in the CPT® code set to identify specific Proprietary Laboratory Analyses (PLA) tests. PLA codes take precedence over the usual 80000 series codes for laboratory/pathology. Use this code only for the above–described test; do not report this test using any other CPT® code. PLA code descriptors follow existing code conventions when possible, and lab techniques used include multianalyte assays with algorithmic analyses (MAAA) and genomic sequencing procedures (GSP), among others. Read Less | Range Specific Guideline Proprietary laboratory analyses (PLA) codes describe proprietary clinical laboratory analyses and can be either provided by a single ("sole-source") laboratory or licensed or marketed to multiple providing laboratories (eg, cleared or approved by the Food and Drug Administration [FDA]). This subsection includes advanced diagnostic laboratory tests (ADLTs) and clinical diagnostic laboratory tests (CDLTs), as defined under the Protecting Access to Medicare Act (PAMA) of 2014. These analyses may include a range of medical laboratory tests including, but not limited to, multianalyte assays with algorithmic analyses (MAAA) and genomic sequencing procedures (GSP). The descriptor nomenclature follows, where possible, existing code conventions (eg, MAAA, GSP). Unless specifically noted, even though the Proprietary Laboratory Analyses section of the code set is located at the end of the Pathology and Laboratory section of the code set, a PLA code does not fulfill Category I code criteria. PLA codes are not required to fulfill the Category I criteria. The standards for inclusion in the PLA section are: The test must be commercially available in the United States for use on human specimens and The clinical laboratory or manufacturer that offers the test must request the code. For similar laboratory analyses that fulfill Category I criteria, see codes listed in the numeric 80000 series. When a PLA code is available to report a given proprietary laboratory service, that PLA code takes precedence. The service should not be reported with any other CPT® code(s) and other CPT® code(s) should not be used to report services that may be reported with that specific PLA code. These codes encompass all analytical services required for the analysis (eg, cell lysis, nucleic acid stabilization, extraction, digestion, amplification, hybridization and detection). For molecular analyses, additional procedures that are required prior to cell lysis (eg, microdissection [codes 88380 and 88381]) may be reported separately. Codes in this subsection are released on a quarterly basis to expedite dissemination for reporting. PLA codes will be published electronically on the AMA CPT® website (ama-assn.org/cpt-pla-codes), distributed via CPT® data files on a quarterly basis, and, at a minimum, made available in print annually in the CPT® codebook. See the Introduction section of the CPT® code set for a complete list of the dates of release and implementation. All codes that are included in this section are also included in Appendix O, with the procedure's proprietary name. In order to report a PLA code, the analysis performed must fulfill the code descriptor and must be the test represented by the proprietary name listed in Appendix O. In some instances, the descriptor language of PLA codes may be identical and the code may only be differentiated by the listed proprietary name in Appendix O. When more than one PLA has an identical descriptor, the codes will be denoted by the symbol "â™“." All PLA tests will have assigned codes in the PLA section of the code set. Any PLA coded test(s) that satisfies Category I criteria and has been accepted by the CPT® Editorial Panel will be designated by the addition of the symbol "^" to the existing PLA code and will remain in the PLA section of the code set. If a proprietary test has already been accepted for a Category I code and a code has not been published, subsequent application for a PLA code will take precedence. The code will only be placed in the PLA section. The accuracy of a PLA code is to be maintained by the original applicant, or the current owner of the test kit or laboratory performing the proprietary test. A new PLA code is required when: 1. Additional nucleic acid (DNA or RNA) and/or protein analysis(es) are added to the current PLA test, or 2. The name of the PLA test has changed in association with changes in test performance or test characteristics. The addition or modification of the therapeutic applications of the test require submission of a code change application, but it may not require a new code number. | 0001U-0599U | https://www.aapc.com/codes/cpt-codes/0580U | 2025-10-27T19:20:20.836033Z
0581U | Transplantation medicine, antibody to non-human leukocyte antigens (non-HLA), blood specimen, flow cytometry, single-antigen bead technology, 39 targets, individual positive antibodies reported | This is a Proprietary Laboratory Analyses (PLA) code, meaning that the code applies to only one unique lab test made by a specific manufacturer or performed by a specific lab. Report 0581U only for Autoantibody to Non–Human Leukocyte Antigen (non–HLA) from Mayo Clinic Jacksonville, Mayo Clinic. This test analyzes a patient’s blood to identify antibodies that may attack targets other than human leukocyte antigens (non–HLA), which could affect transplant outcomes. Using flow cytometry and single–antigen bead technology, the test checks for antibodies against 39 different non–HLA targets and reports which ones are present. Explanation This code represents Autoantibody to Non–Human Leukocyte Antigen (non–HLA) from Mayo Clinic Jacksonville, Mayo Clinic. In this test, a blood sample is analyzed for antibodies, which are proteins made by the immune system that may attack foreign tissues. While many transplant–related antibody tests focus on human leukocyte antigens (HLAs), this test looks for antibodies to non–HLA targets, which can also play a role in transplant rejection. The lab uses flow cytometry, a technique that passes cells or particles through a laser to detect and measure properties of cells, combined with single–antigen bead technology, which uses tiny beads coated with individual non–HLA proteins to test for reactions. The test looks for antibodies against 39 specific non–HLA targets and reports which antibodies are detected. Clinicians may order this test to assess immune risks in transplant patients. Tips Use this code only for the appropriate proprietary test. Additional Info “U” codes are included in the CPT® code set to identify specific Proprietary Laboratory Analyses (PLA) tests. PLA codes take precedence over the usual 80000 series codes for laboratory/pathology. Use this code only for the above–described test; do not report this test using any other CPT® code. PLA code descriptors follow existing code conventions when possible, and lab techniques used include multianalyte assays with algorithmic analyses (MAAA) and genomic sequencing procedures (GSP), among others. Read Less | Range Specific Guideline Proprietary laboratory analyses (PLA) codes describe proprietary clinical laboratory analyses and can be either provided by a single ("sole-source") laboratory or licensed or marketed to multiple providing laboratories (eg, cleared or approved by the Food and Drug Administration [FDA]). This subsection includes advanced diagnostic laboratory tests (ADLTs) and clinical diagnostic laboratory tests (CDLTs), as defined under the Protecting Access to Medicare Act (PAMA) of 2014. These analyses may include a range of medical laboratory tests including, but not limited to, multianalyte assays with algorithmic analyses (MAAA) and genomic sequencing procedures (GSP). The descriptor nomenclature follows, where possible, existing code conventions (eg, MAAA, GSP). Unless specifically noted, even though the Proprietary Laboratory Analyses section of the code set is located at the end of the Pathology and Laboratory section of the code set, a PLA code does not fulfill Category I code criteria. PLA codes are not required to fulfill the Category I criteria. The standards for inclusion in the PLA section are: The test must be commercially available in the United States for use on human specimens and The clinical laboratory or manufacturer that offers the test must request the code. For similar laboratory analyses that fulfill Category I criteria, see codes listed in the numeric 80000 series. When a PLA code is available to report a given proprietary laboratory service, that PLA code takes precedence. The service should not be reported with any other CPT® code(s) and other CPT® code(s) should not be used to report services that may be reported with that specific PLA code. These codes encompass all analytical services required for the analysis (eg, cell lysis, nucleic acid stabilization, extraction, digestion, amplification, hybridization and detection). For molecular analyses, additional procedures that are required prior to cell lysis (eg, microdissection [codes 88380 and 88381]) may be reported separately. Codes in this subsection are released on a quarterly basis to expedite dissemination for reporting. PLA codes will be published electronically on the AMA CPT® website (ama-assn.org/cpt-pla-codes), distributed via CPT® data files on a quarterly basis, and, at a minimum, made available in print annually in the CPT® codebook. See the Introduction section of the CPT® code set for a complete list of the dates of release and implementation. All codes that are included in this section are also included in Appendix O, with the procedure's proprietary name. In order to report a PLA code, the analysis performed must fulfill the code descriptor and must be the test represented by the proprietary name listed in Appendix O. In some instances, the descriptor language of PLA codes may be identical and the code may only be differentiated by the listed proprietary name in Appendix O. When more than one PLA has an identical descriptor, the codes will be denoted by the symbol "â™“." All PLA tests will have assigned codes in the PLA section of the code set. Any PLA coded test(s) that satisfies Category I criteria and has been accepted by the CPT® Editorial Panel will be designated by the addition of the symbol "^" to the existing PLA code and will remain in the PLA section of the code set. If a proprietary test has already been accepted for a Category I code and a code has not been published, subsequent application for a PLA code will take precedence. The code will only be placed in the PLA section. The accuracy of a PLA code is to be maintained by the original applicant, or the current owner of the test kit or laboratory performing the proprietary test. A new PLA code is required when: 1. Additional nucleic acid (DNA or RNA) and/or protein analysis(es) are added to the current PLA test, or 2. The name of the PLA test has changed in association with changes in test performance or test characteristics. The addition or modification of the therapeutic applications of the test require submission of a code change application, but it may not require a new code number. | 0001U-0599U | https://www.aapc.com/codes/cpt-codes/0581U | 2025-10-27T19:20:38.772960Z
0582U | Rare diseases (constitutional disease/hereditary disorders), rapid whole genome DNA sequencing for single-nucleotide variants, insertions/deletions, copy number variations, blood, saliva, tissue sample, variants reported | This is a Proprietary Laboratory Analyses (PLA) code, meaning that the code applies to only one unique lab test made by a specific manufacturer or performed by a specific lab. Report 0582U only for Rapid Whole Genome Sequencing from Mayo Clinic. This test uses rapid whole genome sequencing to analyze a person’s entire DNA sequence and identify various types of genetic changes. The test can use blood, saliva, or tissue samples and reports the detected variants. Explanation This code represents Rapid Whole Genome Sequencing from Mayo Clinic. For this test, the lab analyst uses a rapid whole genome sequencing technique to analyze a patient’s entire genetic code. The test looks for single–nucleotide variants (SNVs), which are changes in a single letter of DNA; insertions and deletions (indels), which are small bits of DNA added or missing from the sequence; and copy number variations (CNVs), which are larger sections of DNA that may be duplicated or deleted. These types of variations can be important in diagnosing rare or hereditary diseases. The sequencing is performed on a sample of blood, saliva, or tissue. After analyzing the genome, the lab produces a report listing the genetic variants found. Clinicians may order this test to help diagnose rare genetic diseases, especially when a patient’s symptoms do not match common conditions and rapid diagnosis is important for treatment planning. Tips Use this code only for the appropriate proprietary test. Additional Info “U” codes are included in the CPT® code set to identify specific Proprietary Laboratory Analyses (PLA) tests. PLA codes take precedence over the usual 80000 series codes for laboratory/pathology. Use this code only for the above–described test; do not report this test using any other CPT® code. PLA code descriptors follow existing code conventions when possible, and lab techniques used include multianalyte assays with algorithmic analyses (MAAA) and genomic sequencing procedures (GSP), among others. Read Less | Range Specific Guideline Proprietary laboratory analyses (PLA) codes describe proprietary clinical laboratory analyses and can be either provided by a single ("sole-source") laboratory or licensed or marketed to multiple providing laboratories (eg, cleared or approved by the Food and Drug Administration [FDA]). This subsection includes advanced diagnostic laboratory tests (ADLTs) and clinical diagnostic laboratory tests (CDLTs), as defined under the Protecting Access to Medicare Act (PAMA) of 2014. These analyses may include a range of medical laboratory tests including, but not limited to, multianalyte assays with algorithmic analyses (MAAA) and genomic sequencing procedures (GSP). The descriptor nomenclature follows, where possible, existing code conventions (eg, MAAA, GSP). Unless specifically noted, even though the Proprietary Laboratory Analyses section of the code set is located at the end of the Pathology and Laboratory section of the code set, a PLA code does not fulfill Category I code criteria. PLA codes are not required to fulfill the Category I criteria. The standards for inclusion in the PLA section are: The test must be commercially available in the United States for use on human specimens and The clinical laboratory or manufacturer that offers the test must request the code. For similar laboratory analyses that fulfill Category I criteria, see codes listed in the numeric 80000 series. When a PLA code is available to report a given proprietary laboratory service, that PLA code takes precedence. The service should not be reported with any other CPT® code(s) and other CPT® code(s) should not be used to report services that may be reported with that specific PLA code. These codes encompass all analytical services required for the analysis (eg, cell lysis, nucleic acid stabilization, extraction, digestion, amplification, hybridization and detection). For molecular analyses, additional procedures that are required prior to cell lysis (eg, microdissection [codes 88380 and 88381]) may be reported separately. Codes in this subsection are released on a quarterly basis to expedite dissemination for reporting. PLA codes will be published electronically on the AMA CPT® website (ama-assn.org/cpt-pla-codes), distributed via CPT® data files on a quarterly basis, and, at a minimum, made available in print annually in the CPT® codebook. See the Introduction section of the CPT® code set for a complete list of the dates of release and implementation. All codes that are included in this section are also included in Appendix O, with the procedure's proprietary name. In order to report a PLA code, the analysis performed must fulfill the code descriptor and must be the test represented by the proprietary name listed in Appendix O. In some instances, the descriptor language of PLA codes may be identical and the code may only be differentiated by the listed proprietary name in Appendix O. When more than one PLA has an identical descriptor, the codes will be denoted by the symbol "â™“." All PLA tests will have assigned codes in the PLA section of the code set. Any PLA coded test(s) that satisfies Category I criteria and has been accepted by the CPT® Editorial Panel will be designated by the addition of the symbol "^" to the existing PLA code and will remain in the PLA section of the code set. If a proprietary test has already been accepted for a Category I code and a code has not been published, subsequent application for a PLA code will take precedence. The code will only be placed in the PLA section. The accuracy of a PLA code is to be maintained by the original applicant, or the current owner of the test kit or laboratory performing the proprietary test. A new PLA code is required when: 1. Additional nucleic acid (DNA or RNA) and/or protein analysis(es) are added to the current PLA test, or 2. The name of the PLA test has changed in association with changes in test performance or test characteristics. The addition or modification of the therapeutic applications of the test require submission of a code change application, but it may not require a new code number. | 0001U-0599U | https://www.aapc.com/codes/cpt-codes/0582U | 2025-10-27T19:20:57.062503Z
0583U | Rare diseases (constitutional disease/hereditary disorders), rapid whole genome comparator DNA sequencing for single-nucleotide variants, insertions/deletions, copy number variations, blood, saliva, tissue sample, variants reported with proband results (List separately in addition to code for primary procedure) | This is a Proprietary Laboratory Analyses (PLA) code, meaning that the code applies to only one unique lab test made by a specific manufacturer or performed by a specific lab. Report +0583U only for Rapid Genome Sequencing Family Member Comparator from Mayo Clinic. This test uses rapid whole genome sequencing to analyze the DNA of a family member to compare results with the proband (primary patient). Explanation This add–on code represents Rapid Genome Sequencing Family Member Comparator from Mayo Clinic. For this test, a family member’s DNA sample, obtained from blood, saliva, or tissue, is analyzed using rapid whole genome sequencing. The lab detects single–nucleotide variants (changes in a single DNA base), insertions and deletions (small added or missing DNA sequences), and copy number variations (large duplications or deletions in the DNA). The findings are directly compared to the results from the proband, the individual being evaluated for a genetic condition. This comparison allows the lab to determine whether the proband’s variants were inherited or are new (de novo) mutations. Clinicians may order this test to help clarify uncertain genetic findings in the proband by seeing whether specific variants are also present in one or more family members, improving diagnostic accuracy and interpretation. Tips Use this code only for the appropriate proprietary test.Because this is an add–on code, you must report it in conjunction with an appropriate primary code. Additional Info “U” codes are included in the CPT® code set to identify specific Proprietary Laboratory Analyses (PLA) tests. PLA codes take precedence over the usual 80000 series codes for laboratory/pathology. Use this code only for the above–described test; do not report this test using any other CPT® code. PLA code descriptors follow existing code conventions when possible, and lab techniques used include multianalyte assays with algorithmic analyses (MAAA) and genomic sequencing procedures (GSP), among others. Read Less | Range Specific Guideline Proprietary laboratory analyses (PLA) codes describe proprietary clinical laboratory analyses and can be either provided by a single ("sole-source") laboratory or licensed or marketed to multiple providing laboratories (eg, cleared or approved by the Food and Drug Administration [FDA]). This subsection includes advanced diagnostic laboratory tests (ADLTs) and clinical diagnostic laboratory tests (CDLTs), as defined under the Protecting Access to Medicare Act (PAMA) of 2014. These analyses may include a range of medical laboratory tests including, but not limited to, multianalyte assays with algorithmic analyses (MAAA) and genomic sequencing procedures (GSP). The descriptor nomenclature follows, where possible, existing code conventions (eg, MAAA, GSP). Unless specifically noted, even though the Proprietary Laboratory Analyses section of the code set is located at the end of the Pathology and Laboratory section of the code set, a PLA code does not fulfill Category I code criteria. PLA codes are not required to fulfill the Category I criteria. The standards for inclusion in the PLA section are: The test must be commercially available in the United States for use on human specimens and The clinical laboratory or manufacturer that offers the test must request the code. For similar laboratory analyses that fulfill Category I criteria, see codes listed in the numeric 80000 series. When a PLA code is available to report a given proprietary laboratory service, that PLA code takes precedence. The service should not be reported with any other CPT® code(s) and other CPT® code(s) should not be used to report services that may be reported with that specific PLA code. These codes encompass all analytical services required for the analysis (eg, cell lysis, nucleic acid stabilization, extraction, digestion, amplification, hybridization and detection). For molecular analyses, additional procedures that are required prior to cell lysis (eg, microdissection [codes 88380 and 88381]) may be reported separately. Codes in this subsection are released on a quarterly basis to expedite dissemination for reporting. PLA codes will be published electronically on the AMA CPT® website (ama-assn.org/cpt-pla-codes), distributed via CPT® data files on a quarterly basis, and, at a minimum, made available in print annually in the CPT® codebook. See the Introduction section of the CPT® code set for a complete list of the dates of release and implementation. All codes that are included in this section are also included in Appendix O, with the procedure's proprietary name. In order to report a PLA code, the analysis performed must fulfill the code descriptor and must be the test represented by the proprietary name listed in Appendix O. In some instances, the descriptor language of PLA codes may be identical and the code may only be differentiated by the listed proprietary name in Appendix O. When more than one PLA has an identical descriptor, the codes will be denoted by the symbol "â™“." All PLA tests will have assigned codes in the PLA section of the code set. Any PLA coded test(s) that satisfies Category I criteria and has been accepted by the CPT® Editorial Panel will be designated by the addition of the symbol "^" to the existing PLA code and will remain in the PLA section of the code set. If a proprietary test has already been accepted for a Category I code and a code has not been published, subsequent application for a PLA code will take precedence. The code will only be placed in the PLA section. The accuracy of a PLA code is to be maintained by the original applicant, or the current owner of the test kit or laboratory performing the proprietary test. A new PLA code is required when: 1. Additional nucleic acid (DNA or RNA) and/or protein analysis(es) are added to the current PLA test, or 2. The name of the PLA test has changed in association with changes in test performance or test characteristics. The addition or modification of the therapeutic applications of the test require submission of a code change application, but it may not require a new code number. | 0001U-0599U | https://www.aapc.com/codes/cpt-codes/0583U | 2025-10-27T19:21:14.942315Z
0584U | "Neurology (prion disease), cerebrospinal fluid, detection of prion protein by quakinginduced conformational conversion, qualitative (For additional PLA code with identical clinical descriptor, see 0035U. See Appendix O or the most current listing on the AMA CPT website to determine appropriate code assignment)" | This is a Proprietary Laboratory Analyses (PLA) code, meaning that the code applies to only one unique lab test made by a specific manufacturer or performed by a specific lab. Report 0584U only for RT–QuIC Prion, CSF, from Mayo Clinic. This test uses a specialized technique to detect abnormal prion proteins in cerebrospinal fluid (CSF), which surrounds the brain and spinal cord. The method is called real–time quaking–induced conversion (RT–QuIC), and it produces a qualitative result (positive or negative) to aid in the diagnosis of prion disease. Explanation This code represents RT–QuIC Prion, CSF, from Mayo Clinic. The test uses a sample of cerebrospinal fluid (CSF), the clear liquid that cushions and protects the brain and spinal cord. The laboratory performs a method known as real–time quaking–induced conversion (RT–QuIC), which involves intermittent shaking cycles, to detect abnormal prion proteins. Prions are misfolded proteins that can cause neurodegenerative conditions. In RT–QuIC, the presence of abnormal prions causes normal prion protein to misfold and aggregate, producing a measurable signal. The test result is qualitative, meaning it indicates whether the abnormal protein is present or not. Clinicians may order this test for patients who exhibit characteristic neurodegenerative signs and symptoms of human prion disease, such as sporadic Creutzfeldt–Jakob disease (CJD), the most common form of prion disease in humans. It is believed that prion diseases occur when normal prion proteins convert (misfold) into abnormal, pathologic proteins. These diseases progress rapidly after symptoms, such as dementia, appear and are always fatal. Tips Use this code only for the appropriate proprietary test. Additional Info “U” codes are included in the CPT® code set to identify specific Proprietary Laboratory Analyses (PLA) tests. PLA codes take precedence over the usual 80000 series codes for laboratory/pathology. Use this code only for the above–described test; do not report this test using any other CPT® code. PLA code descriptors follow existing code conventions when possible, and lab techniques used include multianalyte assays with algorithmic analyses (MAAA) and genomic sequencing procedures (GSP), among others. Read Less | Range Specific Guideline Proprietary laboratory analyses (PLA) codes describe proprietary clinical laboratory analyses and can be either provided by a single ("sole-source") laboratory or licensed or marketed to multiple providing laboratories (eg, cleared or approved by the Food and Drug Administration [FDA]). This subsection includes advanced diagnostic laboratory tests (ADLTs) and clinical diagnostic laboratory tests (CDLTs), as defined under the Protecting Access to Medicare Act (PAMA) of 2014. These analyses may include a range of medical laboratory tests including, but not limited to, multianalyte assays with algorithmic analyses (MAAA) and genomic sequencing procedures (GSP). The descriptor nomenclature follows, where possible, existing code conventions (eg, MAAA, GSP). Unless specifically noted, even though the Proprietary Laboratory Analyses section of the code set is located at the end of the Pathology and Laboratory section of the code set, a PLA code does not fulfill Category I code criteria. PLA codes are not required to fulfill the Category I criteria. The standards for inclusion in the PLA section are: The test must be commercially available in the United States for use on human specimens and The clinical laboratory or manufacturer that offers the test must request the code. For similar laboratory analyses that fulfill Category I criteria, see codes listed in the numeric 80000 series. When a PLA code is available to report a given proprietary laboratory service, that PLA code takes precedence. The service should not be reported with any other CPT® code(s) and other CPT® code(s) should not be used to report services that may be reported with that specific PLA code. These codes encompass all analytical services required for the analysis (eg, cell lysis, nucleic acid stabilization, extraction, digestion, amplification, hybridization and detection). For molecular analyses, additional procedures that are required prior to cell lysis (eg, microdissection [codes 88380 and 88381]) may be reported separately. Codes in this subsection are released on a quarterly basis to expedite dissemination for reporting. PLA codes will be published electronically on the AMA CPT® website (ama-assn.org/cpt-pla-codes), distributed via CPT® data files on a quarterly basis, and, at a minimum, made available in print annually in the CPT® codebook. See the Introduction section of the CPT® code set for a complete list of the dates of release and implementation. All codes that are included in this section are also included in Appendix O, with the procedure's proprietary name. In order to report a PLA code, the analysis performed must fulfill the code descriptor and must be the test represented by the proprietary name listed in Appendix O. In some instances, the descriptor language of PLA codes may be identical and the code may only be differentiated by the listed proprietary name in Appendix O. When more than one PLA has an identical descriptor, the codes will be denoted by the symbol "â™“." All PLA tests will have assigned codes in the PLA section of the code set. Any PLA coded test(s) that satisfies Category I criteria and has been accepted by the CPT® Editorial Panel will be designated by the addition of the symbol "^" to the existing PLA code and will remain in the PLA section of the code set. If a proprietary test has already been accepted for a Category I code and a code has not been published, subsequent application for a PLA code will take precedence. The code will only be placed in the PLA section. The accuracy of a PLA code is to be maintained by the original applicant, or the current owner of the test kit or laboratory performing the proprietary test. A new PLA code is required when: 1. Additional nucleic acid (DNA or RNA) and/or protein analysis(es) are added to the current PLA test, or 2. The name of the PLA test has changed in association with changes in test performance or test characteristics. The addition or modification of the therapeutic applications of the test require submission of a code change application, but it may not require a new code number. | 0001U-0599U | https://www.aapc.com/codes/cpt-codes/0584U | 2025-10-27T19:21:32.810759Z
0585U | Targeted genomic sequence analysis panel, solid organ neoplasm, circulating cell-free DNA (cfDNA) analysis from plasma of 521 genes, interrogation for sequence variants, gene copy number amplifications, gene rearrangements, and microsatellite instability, report shows identified mutations, including variants with clinical actionability | This is a Proprietary Laboratory Analyses (PLA) code, meaning that the code applies to only one unique lab test made by a specific manufacturer or performed by a specific lab. Report 0585U only for Labcorp® Plasma Complete™ from Labcorp. This test evaluates circulating cell–free DNA (cfDNA) in a blood plasma sample to detect mutations related to solid organ cancers. It analyzes 521 genes to detect sequence variants, gene amplifications, rearrangements, and microsatellite instability. The report includes mutations with potential clinical actionability. Explanation This code represents Labcorp® Plasma Complete™ from Labcorp. For this test, the lab analyst uses a plasma sample collected from a patient with a solid organ tumor and extracts circulating cell–free DNA (cfDNA). cfDNA refers to fragments of DNA released into the bloodstream by cancer cells. The test evaluates 521 genes using targeted genomic sequencing. It detects sequence variants (changes in the DNA sequence), gene copy number amplifications (increased copies of a gene), gene rearrangements (structural changes such as fusions), and microsatellite instability (a condition of genetic hypermutability, where the DNA is more likely than normal to develop mutations). The test report lists all mutations found, highlighting those that may influence treatment decisions, including targeted therapies or clinical trials. Clinicians may order this test to noninvasively assess tumor genetics, guide treatment options, and monitor disease progression or treatment response in patients with solid tumors. Tips Use this code only for the appropriate proprietary test. Additional Info “U” codes are included in the CPT® code set to identify specific Proprietary Laboratory Analyses (PLA) tests. PLA codes take precedence over the usual 80000 series codes for laboratory/pathology. Use this code only for the above–described test; do not report this test using any other CPT® code. PLA code descriptors follow existing code conventions when possible, and lab techniques used include multianalyte assays with algorithmic analyses (MAAA) and genomic sequencing procedures (GSP), among others. Read Less | Range Specific Guideline Proprietary laboratory analyses (PLA) codes describe proprietary clinical laboratory analyses and can be either provided by a single ("sole-source") laboratory or licensed or marketed to multiple providing laboratories (eg, cleared or approved by the Food and Drug Administration [FDA]). This subsection includes advanced diagnostic laboratory tests (ADLTs) and clinical diagnostic laboratory tests (CDLTs), as defined under the Protecting Access to Medicare Act (PAMA) of 2014. These analyses may include a range of medical laboratory tests including, but not limited to, multianalyte assays with algorithmic analyses (MAAA) and genomic sequencing procedures (GSP). The descriptor nomenclature follows, where possible, existing code conventions (eg, MAAA, GSP). Unless specifically noted, even though the Proprietary Laboratory Analyses section of the code set is located at the end of the Pathology and Laboratory section of the code set, a PLA code does not fulfill Category I code criteria. PLA codes are not required to fulfill the Category I criteria. The standards for inclusion in the PLA section are: The test must be commercially available in the United States for use on human specimens and The clinical laboratory or manufacturer that offers the test must request the code. For similar laboratory analyses that fulfill Category I criteria, see codes listed in the numeric 80000 series. When a PLA code is available to report a given proprietary laboratory service, that PLA code takes precedence. The service should not be reported with any other CPT® code(s) and other CPT® code(s) should not be used to report services that may be reported with that specific PLA code. These codes encompass all analytical services required for the analysis (eg, cell lysis, nucleic acid stabilization, extraction, digestion, amplification, hybridization and detection). For molecular analyses, additional procedures that are required prior to cell lysis (eg, microdissection [codes 88380 and 88381]) may be reported separately. Codes in this subsection are released on a quarterly basis to expedite dissemination for reporting. PLA codes will be published electronically on the AMA CPT® website (ama-assn.org/cpt-pla-codes), distributed via CPT® data files on a quarterly basis, and, at a minimum, made available in print annually in the CPT® codebook. See the Introduction section of the CPT® code set for a complete list of the dates of release and implementation. All codes that are included in this section are also included in Appendix O, with the procedure's proprietary name. In order to report a PLA code, the analysis performed must fulfill the code descriptor and must be the test represented by the proprietary name listed in Appendix O. In some instances, the descriptor language of PLA codes may be identical and the code may only be differentiated by the listed proprietary name in Appendix O. When more than one PLA has an identical descriptor, the codes will be denoted by the symbol "â™“." All PLA tests will have assigned codes in the PLA section of the code set. Any PLA coded test(s) that satisfies Category I criteria and has been accepted by the CPT® Editorial Panel will be designated by the addition of the symbol "^" to the existing PLA code and will remain in the PLA section of the code set. If a proprietary test has already been accepted for a Category I code and a code has not been published, subsequent application for a PLA code will take precedence. The code will only be placed in the PLA section. The accuracy of a PLA code is to be maintained by the original applicant, or the current owner of the test kit or laboratory performing the proprietary test. A new PLA code is required when: 1. Additional nucleic acid (DNA or RNA) and/or protein analysis(es) are added to the current PLA test, or 2. The name of the PLA test has changed in association with changes in test performance or test characteristics. The addition or modification of the therapeutic applications of the test require submission of a code change application, but it may not require a new code number. | 0001U-0599U | https://www.aapc.com/codes/cpt-codes/0585U | 2025-10-27T19:21:50.876268Z
0586U | Oncology, mRNA, gene expression profiling of 216 genes (204 targeted and 12 housekeeping genes), RNA expression analysis, formalin-fixed paraffin-embedded (FFPE) tissue, quantitative, reported as log2 ratio per gene | This is a Proprietary Laboratory Analyses (PLA) code, meaning that the code applies to only one unique lab test made by a specific manufacturer or performed by a specific lab. Report 0586U only for RNA Salah Targeted Expression Panel from Moffitt Cancer Center Advanced Diagnostics Laboratory. This test examines gene expression in tumor tissue by measuring levels of messenger RNA (mRNA). It uses formalin–fixed, paraffin–embedded (FFPE) tissue and evaluates 216 genes. The results are reported as log2 ratios, offering a quantitative profile of gene activity in cancer. Explanation This code represents RNA Salah Targeted Expression Panel from Moffitt Cancer Center Advanced Diagnostics Laboratory. The test uses formalin–fixed, paraffin–embedded (FFPE) tissue, which is a standard method of preserving biopsy samples. From this tissue, the lab extracts messenger RNA (mRNA), which carries genetic instructions from DNA to help build proteins. The lab measures the [removed]activity) levels of 216 genes, specifically 204 that are related to cancer and 12 housekeeping genes (genes needed for basic cell function that serve as controls). The results are reported as log2 ratios, which reflect how much a gene is turned on or off in the tumor compared to a normal baseline. Clinicians may order this test to gain insight into the gene activity patterns in a tumor, which can support cancer diagnosis, identify potential treatment targets, or help determine prognosis. Tips Use this code only for the appropriate proprietary test. Additional Info “U” codes are included in the CPT® code set to identify specific Proprietary Laboratory Analyses (PLA) tests. PLA codes take precedence over the usual 80000 series codes for laboratory/pathology. Use this code only for the above–described test; do not report this test using any other CPT® code. PLA code descriptors follow existing code conventions when possible, and lab techniques used include multianalyte assays with algorithmic analyses (MAAA) and genomic sequencing procedures (GSP), among others. Read Less | Range Specific Guideline Proprietary laboratory analyses (PLA) codes describe proprietary clinical laboratory analyses and can be either provided by a single ("sole-source") laboratory or licensed or marketed to multiple providing laboratories (eg, cleared or approved by the Food and Drug Administration [FDA]). This subsection includes advanced diagnostic laboratory tests (ADLTs) and clinical diagnostic laboratory tests (CDLTs), as defined under the Protecting Access to Medicare Act (PAMA) of 2014. These analyses may include a range of medical laboratory tests including, but not limited to, multianalyte assays with algorithmic analyses (MAAA) and genomic sequencing procedures (GSP). The descriptor nomenclature follows, where possible, existing code conventions (eg, MAAA, GSP). Unless specifically noted, even though the Proprietary Laboratory Analyses section of the code set is located at the end of the Pathology and Laboratory section of the code set, a PLA code does not fulfill Category I code criteria. PLA codes are not required to fulfill the Category I criteria. The standards for inclusion in the PLA section are: The test must be commercially available in the United States for use on human specimens and The clinical laboratory or manufacturer that offers the test must request the code. For similar laboratory analyses that fulfill Category I criteria, see codes listed in the numeric 80000 series. When a PLA code is available to report a given proprietary laboratory service, that PLA code takes precedence. The service should not be reported with any other CPT® code(s) and other CPT® code(s) should not be used to report services that may be reported with that specific PLA code. These codes encompass all analytical services required for the analysis (eg, cell lysis, nucleic acid stabilization, extraction, digestion, amplification, hybridization and detection). For molecular analyses, additional procedures that are required prior to cell lysis (eg, microdissection [codes 88380 and 88381]) may be reported separately. Codes in this subsection are released on a quarterly basis to expedite dissemination for reporting. PLA codes will be published electronically on the AMA CPT® website (ama-assn.org/cpt-pla-codes), distributed via CPT® data files on a quarterly basis, and, at a minimum, made available in print annually in the CPT® codebook. See the Introduction section of the CPT® code set for a complete list of the dates of release and implementation. All codes that are included in this section are also included in Appendix O, with the procedure's proprietary name. In order to report a PLA code, the analysis performed must fulfill the code descriptor and must be the test represented by the proprietary name listed in Appendix O. In some instances, the descriptor language of PLA codes may be identical and the code may only be differentiated by the listed proprietary name in Appendix O. When more than one PLA has an identical descriptor, the codes will be denoted by the symbol "â™“." All PLA tests will have assigned codes in the PLA section of the code set. Any PLA coded test(s) that satisfies Category I criteria and has been accepted by the CPT® Editorial Panel will be designated by the addition of the symbol "^" to the existing PLA code and will remain in the PLA section of the code set. If a proprietary test has already been accepted for a Category I code and a code has not been published, subsequent application for a PLA code will take precedence. The code will only be placed in the PLA section. The accuracy of a PLA code is to be maintained by the original applicant, or the current owner of the test kit or laboratory performing the proprietary test. A new PLA code is required when: 1. Additional nucleic acid (DNA or RNA) and/or protein analysis(es) are added to the current PLA test, or 2. The name of the PLA test has changed in association with changes in test performance or test characteristics. The addition or modification of the therapeutic applications of the test require submission of a code change application, but it may not require a new code number. | 0001U-0599U | https://www.aapc.com/codes/cpt-codes/0586U | 2025-10-27T19:22:08.595959Z
0587U | Therapeutic drug monitoring, 60-150 drugs and metabolites, urine, saliva, quantitative liquid chromatography with tandem mass spectrometry (LC-MS/MS), specimen validity, and algorithmic analyses for presence or absence of drug or metabolite, risk score predicted for adverse drug effects | This is a Proprietary Laboratory Analyses (PLA) code, meaning that the code applies to only one unique lab test made by a specific manufacturer or performed by a specific lab. Report 0587U only for SafeDrugs from Astraeus Lab LLC and Quantlio Technologies. The test uses liquid chromatography with tandem mass spectrometry (LC MS/MS) to quantify a broad panel of drugs and their metabolites in urine or saliva, confirms sample integrity, and produces an algorithm generated risk score indicating the patient’s likelihood of experiencing adverse drug interactions or toxicity. Explanation This code represents SafeDrugs from Astraeus Lab LLC and Quantlio Technologies. The laboratory receives either a urine specimen or a saliva (oral fluid) specimen. Liquid chromatography with tandem mass spectrometry (LC MS/MS) separates the chemical components in a liquid sample, then measures the mass of each compound to identify and precisely quantify them. The tandem mass analyzer provides a second stage of mass analysis for higher specificity. The panel covers 60 to150 drugs and metabolites, including analgesics, sedatives, stimulants, and common therapeutic agents. Specimen validity testing checks parameters such as pH and specific gravity to ensure the sample is authentic and unadulterated. After quantitative results are obtained, a computer algorithm combines the concentrations with patient specific information (for example, age, comorbidities, and current prescriptions) to generate a risk score for potential adverse drug effects. Clinicians may order this test to monitor adherence, detect undisclosed substance use, and proactively identify patients at high risk for drug–drug interactions or toxicity so that medication regimens can be adjusted safely. (Phenomenex, chromsystems.com) Tips Use this code only for the appropriate proprietary test. Additional Info “U” codes are included in the CPT® code set to identify specific Proprietary Laboratory Analyses (PLA) tests. PLA codes take precedence over the usual 80000 series codes for laboratory/pathology. Use this code only for the above–described test; do not report this test using any other CPT® code. PLA code descriptors follow existing code conventions when possible, and lab techniques used include multianalyte assays with algorithmic analyses (MAAA) and genomic sequencing procedures (GSP), among others. Read Less | Range Specific Guideline Proprietary laboratory analyses (PLA) codes describe proprietary clinical laboratory analyses and can be either provided by a single ("sole-source") laboratory or licensed or marketed to multiple providing laboratories (eg, cleared or approved by the Food and Drug Administration [FDA]). This subsection includes advanced diagnostic laboratory tests (ADLTs) and clinical diagnostic laboratory tests (CDLTs), as defined under the Protecting Access to Medicare Act (PAMA) of 2014. These analyses may include a range of medical laboratory tests including, but not limited to, multianalyte assays with algorithmic analyses (MAAA) and genomic sequencing procedures (GSP). The descriptor nomenclature follows, where possible, existing code conventions (eg, MAAA, GSP). Unless specifically noted, even though the Proprietary Laboratory Analyses section of the code set is located at the end of the Pathology and Laboratory section of the code set, a PLA code does not fulfill Category I code criteria. PLA codes are not required to fulfill the Category I criteria. The standards for inclusion in the PLA section are: The test must be commercially available in the United States for use on human specimens and The clinical laboratory or manufacturer that offers the test must request the code. For similar laboratory analyses that fulfill Category I criteria, see codes listed in the numeric 80000 series. When a PLA code is available to report a given proprietary laboratory service, that PLA code takes precedence. The service should not be reported with any other CPT® code(s) and other CPT® code(s) should not be used to report services that may be reported with that specific PLA code. These codes encompass all analytical services required for the analysis (eg, cell lysis, nucleic acid stabilization, extraction, digestion, amplification, hybridization and detection). For molecular analyses, additional procedures that are required prior to cell lysis (eg, microdissection [codes 88380 and 88381]) may be reported separately. Codes in this subsection are released on a quarterly basis to expedite dissemination for reporting. PLA codes will be published electronically on the AMA CPT® website (ama-assn.org/cpt-pla-codes), distributed via CPT® data files on a quarterly basis, and, at a minimum, made available in print annually in the CPT® codebook. See the Introduction section of the CPT® code set for a complete list of the dates of release and implementation. All codes that are included in this section are also included in Appendix O, with the procedure's proprietary name. In order to report a PLA code, the analysis performed must fulfill the code descriptor and must be the test represented by the proprietary name listed in Appendix O. In some instances, the descriptor language of PLA codes may be identical and the code may only be differentiated by the listed proprietary name in Appendix O. When more than one PLA has an identical descriptor, the codes will be denoted by the symbol "â™“." All PLA tests will have assigned codes in the PLA section of the code set. Any PLA coded test(s) that satisfies Category I criteria and has been accepted by the CPT® Editorial Panel will be designated by the addition of the symbol "^" to the existing PLA code and will remain in the PLA section of the code set. If a proprietary test has already been accepted for a Category I code and a code has not been published, subsequent application for a PLA code will take precedence. The code will only be placed in the PLA section. The accuracy of a PLA code is to be maintained by the original applicant, or the current owner of the test kit or laboratory performing the proprietary test. A new PLA code is required when: 1. Additional nucleic acid (DNA or RNA) and/or protein analysis(es) are added to the current PLA test, or 2. The name of the PLA test has changed in association with changes in test performance or test characteristics. The addition or modification of the therapeutic applications of the test require submission of a code change application, but it may not require a new code number. | 0001U-0599U | https://www.aapc.com/codes/cpt-codes/0587U | 2025-10-27T19:22:27.040941Z
0588U | Infectious disease (bacterial or viral), 32 genes (29 informative and 3 housekeeping), immune response mRNA, gene expression profiling by split-well multiplex reverse transcription loop-mediated isothermal amplification (RT-LAMP), whole blood, reported as continuous risk scores for likelihood of bacterial and viral infection and likelihood of severe illness within the next 7 days | This is a Proprietary Laboratory Analyses (PLA) code, meaning that the code applies to only one unique lab test made by a specific manufacturer or performed by a specific lab. Report 0588U only for TriVerity™ from Inflammatix Inc. The test profiles immune response messenger RNA from whole blood using RT LAMP, then applies machine learning algorithms to output continuous risk scores for probability of bacterial infection, probability of viral infection, and probability that the patient will become critically ill within seven days. Explanation This code represents TriVerity™ from Inflammatix Inc. A whole blood sample collected in a tube is centrifuged, and RNA is extracted. Reverse transcription loop mediated isothermal amplification (RT LAMP) first converts messenger RNA into complementary DNA and then amplifies specific gene targets, enabling rapid, high multiplex detection without thermal cycling. The assay targets 29 genes whose expression changes in response to bacterial or viral infection and includes three housekeeping genes (genes that maintain basic cell functions and serve as internal controls). The split well format allows simultaneous amplification of multiple targets in parallel reactions. An AI derived algorithm transforms the expression profile into risk scores (bacterial, viral, and severity). Clinicians may order this test to quickly differentiate bacterial from viral illness and to triage patients based on predicted severity, guiding care decisions for patients with suspected acute infection or sepsis. Tips Use this code only for the appropriate proprietary test. Additional Info “U” codes are included in the CPT® code set to identify specific Proprietary Laboratory Analyses (PLA) tests. PLA codes take precedence over the usual 80000 series codes for laboratory/pathology. Use this code only for the above–described test; do not report this test using any other CPT® code. PLA code descriptors follow existing code conventions when possible, and lab techniques used include multianalyte assays with algorithmic analyses (MAAA) and genomic sequencing procedures (GSP), among others. Read Less | Range Specific Guideline Proprietary laboratory analyses (PLA) codes describe proprietary clinical laboratory analyses and can be either provided by a single ("sole-source") laboratory or licensed or marketed to multiple providing laboratories (eg, cleared or approved by the Food and Drug Administration [FDA]). This subsection includes advanced diagnostic laboratory tests (ADLTs) and clinical diagnostic laboratory tests (CDLTs), as defined under the Protecting Access to Medicare Act (PAMA) of 2014. These analyses may include a range of medical laboratory tests including, but not limited to, multianalyte assays with algorithmic analyses (MAAA) and genomic sequencing procedures (GSP). The descriptor nomenclature follows, where possible, existing code conventions (eg, MAAA, GSP). Unless specifically noted, even though the Proprietary Laboratory Analyses section of the code set is located at the end of the Pathology and Laboratory section of the code set, a PLA code does not fulfill Category I code criteria. PLA codes are not required to fulfill the Category I criteria. The standards for inclusion in the PLA section are: The test must be commercially available in the United States for use on human specimens and The clinical laboratory or manufacturer that offers the test must request the code. For similar laboratory analyses that fulfill Category I criteria, see codes listed in the numeric 80000 series. When a PLA code is available to report a given proprietary laboratory service, that PLA code takes precedence. The service should not be reported with any other CPT® code(s) and other CPT® code(s) should not be used to report services that may be reported with that specific PLA code. These codes encompass all analytical services required for the analysis (eg, cell lysis, nucleic acid stabilization, extraction, digestion, amplification, hybridization and detection). For molecular analyses, additional procedures that are required prior to cell lysis (eg, microdissection [codes 88380 and 88381]) may be reported separately. Codes in this subsection are released on a quarterly basis to expedite dissemination for reporting. PLA codes will be published electronically on the AMA CPT® website (ama-assn.org/cpt-pla-codes), distributed via CPT® data files on a quarterly basis, and, at a minimum, made available in print annually in the CPT® codebook. See the Introduction section of the CPT® code set for a complete list of the dates of release and implementation. All codes that are included in this section are also included in Appendix O, with the procedure's proprietary name. In order to report a PLA code, the analysis performed must fulfill the code descriptor and must be the test represented by the proprietary name listed in Appendix O. In some instances, the descriptor language of PLA codes may be identical and the code may only be differentiated by the listed proprietary name in Appendix O. When more than one PLA has an identical descriptor, the codes will be denoted by the symbol "â™“." All PLA tests will have assigned codes in the PLA section of the code set. Any PLA coded test(s) that satisfies Category I criteria and has been accepted by the CPT® Editorial Panel will be designated by the addition of the symbol "^" to the existing PLA code and will remain in the PLA section of the code set. If a proprietary test has already been accepted for a Category I code and a code has not been published, subsequent application for a PLA code will take precedence. The code will only be placed in the PLA section. The accuracy of a PLA code is to be maintained by the original applicant, or the current owner of the test kit or laboratory performing the proprietary test. A new PLA code is required when: 1. Additional nucleic acid (DNA or RNA) and/or protein analysis(es) are added to the current PLA test, or 2. The name of the PLA test has changed in association with changes in test performance or test characteristics. The addition or modification of the therapeutic applications of the test require submission of a code change application, but it may not require a new code number. | 0001U-0599U | https://www.aapc.com/codes/cpt-codes/0588U | 2025-10-27T19:22:45.305153Z
0589U | Perfluoroalkyl substances (PFAS) (eg, perfluorooctanoic acid, perfluorooctane sulfonic acid), 24 PFAS compounds by high-performance liquid chromatography with tandem mass spectrometry (LC-MS/MS), plasma or serum, quantitative | This is a Proprietary Laboratory Analyses (PLA) code, meaning that the code applies to only one unique lab test made by a specific manufacturer or performed by a specific lab. Report 0589U only for PFAS (Forever Chemicals) Panel 2 – 24 PFAS from Quest Diagnostics®. The test uses LC–MS/MS to quantify 24 common PFAS compounds (synthetic, heat resistant chemicals that persist in the environment and human tissue) in plasma or serum, providing numeric concentrations for each compound. Explanation This code represents the PFAS (Forever Chemicals) Panel 2 – 24 from Quest Diagnostics®. Plasma or serum is isolated from whole blood. Liquid chromatography with tandem mass spectrometry (LC–MS/MS) separates the chemical components in a liquid sample, then measures the mass of each compound to identify and precisely quantify them. The tandem mass analyzer provides a second stage of mass analysis for higher specificity. The panel covers 24 perfluoroalkyl substances (PFAS), such as perfluorooctanoic acid (PFOA) and perfluorooctane sulfonic acid (PFOS). Results are reported as individual concentrations. PFAS are man made chemicals with strong carbon fluorine bonds that resist breakdown (hence the nickname forever chemicals) and may accumulate in the body. Clinicians may order this test to evaluate occupational or environmental exposure, counsel patients about potential health risks, and monitor trends after exposure mitigation. Tips Use this code only for the appropriate proprietary test. Additional Info “U” codes are included in the CPT® code set to identify specific Proprietary Laboratory Analyses (PLA) tests. PLA codes take precedence over the usual 80000 series codes for laboratory/pathology. Use this code only for the above–described test; do not report this test using any other CPT® code. PLA code descriptors follow existing code conventions when possible, and lab techniques used include multianalyte assays with algorithmic analyses (MAAA) and genomic sequencing procedures (GSP), among others. Read Less | Range Specific Guideline Proprietary laboratory analyses (PLA) codes describe proprietary clinical laboratory analyses and can be either provided by a single ("sole-source") laboratory or licensed or marketed to multiple providing laboratories (eg, cleared or approved by the Food and Drug Administration [FDA]). This subsection includes advanced diagnostic laboratory tests (ADLTs) and clinical diagnostic laboratory tests (CDLTs), as defined under the Protecting Access to Medicare Act (PAMA) of 2014. These analyses may include a range of medical laboratory tests including, but not limited to, multianalyte assays with algorithmic analyses (MAAA) and genomic sequencing procedures (GSP). The descriptor nomenclature follows, where possible, existing code conventions (eg, MAAA, GSP). Unless specifically noted, even though the Proprietary Laboratory Analyses section of the code set is located at the end of the Pathology and Laboratory section of the code set, a PLA code does not fulfill Category I code criteria. PLA codes are not required to fulfill the Category I criteria. The standards for inclusion in the PLA section are: The test must be commercially available in the United States for use on human specimens and The clinical laboratory or manufacturer that offers the test must request the code. For similar laboratory analyses that fulfill Category I criteria, see codes listed in the numeric 80000 series. When a PLA code is available to report a given proprietary laboratory service, that PLA code takes precedence. The service should not be reported with any other CPT® code(s) and other CPT® code(s) should not be used to report services that may be reported with that specific PLA code. These codes encompass all analytical services required for the analysis (eg, cell lysis, nucleic acid stabilization, extraction, digestion, amplification, hybridization and detection). For molecular analyses, additional procedures that are required prior to cell lysis (eg, microdissection [codes 88380 and 88381]) may be reported separately. Codes in this subsection are released on a quarterly basis to expedite dissemination for reporting. PLA codes will be published electronically on the AMA CPT® website (ama-assn.org/cpt-pla-codes), distributed via CPT® data files on a quarterly basis, and, at a minimum, made available in print annually in the CPT® codebook. See the Introduction section of the CPT® code set for a complete list of the dates of release and implementation. All codes that are included in this section are also included in Appendix O, with the procedure's proprietary name. In order to report a PLA code, the analysis performed must fulfill the code descriptor and must be the test represented by the proprietary name listed in Appendix O. In some instances, the descriptor language of PLA codes may be identical and the code may only be differentiated by the listed proprietary name in Appendix O. When more than one PLA has an identical descriptor, the codes will be denoted by the symbol "â™“." All PLA tests will have assigned codes in the PLA section of the code set. Any PLA coded test(s) that satisfies Category I criteria and has been accepted by the CPT® Editorial Panel will be designated by the addition of the symbol "^" to the existing PLA code and will remain in the PLA section of the code set. If a proprietary test has already been accepted for a Category I code and a code has not been published, subsequent application for a PLA code will take precedence. The code will only be placed in the PLA section. The accuracy of a PLA code is to be maintained by the original applicant, or the current owner of the test kit or laboratory performing the proprietary test. A new PLA code is required when: 1. Additional nucleic acid (DNA or RNA) and/or protein analysis(es) are added to the current PLA test, or 2. The name of the PLA test has changed in association with changes in test performance or test characteristics. The addition or modification of the therapeutic applications of the test require submission of a code change application, but it may not require a new code number. | 0001U-0599U | https://www.aapc.com/codes/cpt-codes/0589U | 2025-10-27T19:23:03.158098Z
0590U | Infectious disease (bacterial and fungal), DNA of 44 organisms (34 bacteria, 10 fungi), urine, next-generation sequencing, reported as positive or negative for each organism | Lay Term | Range Specific Guideline Proprietary laboratory analyses (PLA) codes describe proprietary clinical laboratory analyses and can be either provided by a single ("sole-source") laboratory or licensed or marketed to multiple providing laboratories (eg, cleared or approved by the Food and Drug Administration [FDA]). This subsection includes advanced diagnostic laboratory tests (ADLTs) and clinical diagnostic laboratory tests (CDLTs), as defined under the Protecting Access to Medicare Act (PAMA) of 2014. These analyses may include a range of medical laboratory tests including, but not limited to, multianalyte assays with algorithmic analyses (MAAA) and genomic sequencing procedures (GSP). The descriptor nomenclature follows, where possible, existing code conventions (eg, MAAA, GSP). Unless specifically noted, even though the Proprietary Laboratory Analyses section of the code set is located at the end of the Pathology and Laboratory section of the code set, a PLA code does not fulfill Category I code criteria. PLA codes are not required to fulfill the Category I criteria. The standards for inclusion in the PLA section are: The test must be commercially available in the United States for use on human specimens and The clinical laboratory or manufacturer that offers the test must request the code. For similar laboratory analyses that fulfill Category I criteria, see codes listed in the numeric 80000 series. When a PLA code is available to report a given proprietary laboratory service, that PLA code takes precedence. The service should not be reported with any other CPT® code(s) and other CPT® code(s) should not be used to report services that may be reported with that specific PLA code. These codes encompass all analytical services required for the analysis (eg, cell lysis, nucleic acid stabilization, extraction, digestion, amplification, hybridization and detection). For molecular analyses, additional procedures that are required prior to cell lysis (eg, microdissection [codes 88380 and 88381]) may be reported separately. Codes in this subsection are released on a quarterly basis to expedite dissemination for reporting. PLA codes will be published electronically on the AMA CPT® website (ama-assn.org/cpt-pla-codes), distributed via CPT® data files on a quarterly basis, and, at a minimum, made available in print annually in the CPT® codebook. See the Introduction section of the CPT® code set for a complete list of the dates of release and implementation. All codes that are included in this section are also included in Appendix O, with the procedure's proprietary name. In order to report a PLA code, the analysis performed must fulfill the code descriptor and must be the test represented by the proprietary name listed in Appendix O. In some instances, the descriptor language of PLA codes may be identical and the code may only be differentiated by the listed proprietary name in Appendix O. When more than one PLA has an identical descriptor, the codes will be denoted by the symbol "â™“." All PLA tests will have assigned codes in the PLA section of the code set. Any PLA coded test(s) that satisfies Category I criteria and has been accepted by the CPT® Editorial Panel will be designated by the addition of the symbol "^" to the existing PLA code and will remain in the PLA section of the code set. If a proprietary test has already been accepted for a Category I code and a code has not been published, subsequent application for a PLA code will take precedence. The code will only be placed in the PLA section. The accuracy of a PLA code is to be maintained by the original applicant, or the current owner of the test kit or laboratory performing the proprietary test. A new PLA code is required when: 1. Additional nucleic acid (DNA or RNA) and/or protein analysis(es) are added to the current PLA test, or 2. The name of the PLA test has changed in association with changes in test performance or test characteristics. The addition or modification of the therapeutic applications of the test require submission of a code change application, but it may not require a new code number. | 0001U-0599U | https://www.aapc.com/codes/cpt-codes/0590U | 2025-10-27T19:23:33.184379Z
0591U | Oncology (prostate cancer), biochemical analysis of 3 proteins (total PSA, free PSA, and HE4), plasma, serum, prognostic algorithm incorporating 3 proteins and digital rectal examination, results reported as a probability score for clinically significant prostate cancer | This is a Proprietary Laboratory Analyses (PLA) code, meaning that the code applies to only one unique lab test made by a specific manufacturer or performed by a specific lab. Report 0591U only for MiCheck® Prostate from Minomic® Inc. The assay quantifies total PSA, free PSA, and HE4 in plasma or serum, then uses an algorithm that integrates these protein levels with digital rectal examination findings to generate a percentage risk score for clinically significant prostate cancer. Explanation This code represents MiCheck® Prostate from Minomic® Inc. A plasma or serum specimen is analyzed. Total prostate specific antigen (total PSA) is the overall concentration of PSA protein produced by prostate tissue, while free PSA refers to the fraction not bound to blood proteins. The ratio of free to total PSA can improve specificity for cancer. Human epididymal protein 4 (HE4) is another protein whose level may rise in certain malignancies, including prostate cancer. A digital rectal examination (DRE) is a brief office procedure in which the clinician palpates the prostate through the rectal wall to assess size, shape, and firmness. After the three proteins are measured, a software algorithm combines the values with the DRE result to calculate a probability score of harboring aggressive (clinically significant) prostate cancer. Clinicians may order this test to refine biopsy decisions in men with elevated PSA, aiming to reduce unnecessary biopsies while identifying patients who need prompt diagnostic evaluation. Tips Use this code only for the appropriate proprietary test. Additional Info “U” codes are included in the CPT® code set to identify specific Proprietary Laboratory Analyses (PLA) tests. PLA codes take precedence over the usual 80000 series codes for laboratory/pathology. Use this code only for the above–described test; do not report this test using any other CPT® code. PLA code descriptors follow existing code conventions when possible, and lab techniques used include multianalyte assays with algorithmic analyses (MAAA) and genomic sequencing procedures (GSP), among others. Read Less | Range Specific Guideline Proprietary laboratory analyses (PLA) codes describe proprietary clinical laboratory analyses and can be either provided by a single ("sole-source") laboratory or licensed or marketed to multiple providing laboratories (eg, cleared or approved by the Food and Drug Administration [FDA]). This subsection includes advanced diagnostic laboratory tests (ADLTs) and clinical diagnostic laboratory tests (CDLTs), as defined under the Protecting Access to Medicare Act (PAMA) of 2014. These analyses may include a range of medical laboratory tests including, but not limited to, multianalyte assays with algorithmic analyses (MAAA) and genomic sequencing procedures (GSP). The descriptor nomenclature follows, where possible, existing code conventions (eg, MAAA, GSP). Unless specifically noted, even though the Proprietary Laboratory Analyses section of the code set is located at the end of the Pathology and Laboratory section of the code set, a PLA code does not fulfill Category I code criteria. PLA codes are not required to fulfill the Category I criteria. The standards for inclusion in the PLA section are: The test must be commercially available in the United States for use on human specimens and The clinical laboratory or manufacturer that offers the test must request the code. For similar laboratory analyses that fulfill Category I criteria, see codes listed in the numeric 80000 series. When a PLA code is available to report a given proprietary laboratory service, that PLA code takes precedence. The service should not be reported with any other CPT® code(s) and other CPT® code(s) should not be used to report services that may be reported with that specific PLA code. These codes encompass all analytical services required for the analysis (eg, cell lysis, nucleic acid stabilization, extraction, digestion, amplification, hybridization and detection). For molecular analyses, additional procedures that are required prior to cell lysis (eg, microdissection [codes 88380 and 88381]) may be reported separately. Codes in this subsection are released on a quarterly basis to expedite dissemination for reporting. PLA codes will be published electronically on the AMA CPT® website (ama-assn.org/cpt-pla-codes), distributed via CPT® data files on a quarterly basis, and, at a minimum, made available in print annually in the CPT® codebook. See the Introduction section of the CPT® code set for a complete list of the dates of release and implementation. All codes that are included in this section are also included in Appendix O, with the procedure's proprietary name. In order to report a PLA code, the analysis performed must fulfill the code descriptor and must be the test represented by the proprietary name listed in Appendix O. In some instances, the descriptor language of PLA codes may be identical and the code may only be differentiated by the listed proprietary name in Appendix O. When more than one PLA has an identical descriptor, the codes will be denoted by the symbol "â™“." All PLA tests will have assigned codes in the PLA section of the code set. Any PLA coded test(s) that satisfies Category I criteria and has been accepted by the CPT® Editorial Panel will be designated by the addition of the symbol "^" to the existing PLA code and will remain in the PLA section of the code set. If a proprietary test has already been accepted for a Category I code and a code has not been published, subsequent application for a PLA code will take precedence. The code will only be placed in the PLA section. The accuracy of a PLA code is to be maintained by the original applicant, or the current owner of the test kit or laboratory performing the proprietary test. A new PLA code is required when: 1. Additional nucleic acid (DNA or RNA) and/or protein analysis(es) are added to the current PLA test, or 2. The name of the PLA test has changed in association with changes in test performance or test characteristics. The addition or modification of the therapeutic applications of the test require submission of a code change application, but it may not require a new code number. | 0001U-0599U | https://www.aapc.com/codes/cpt-codes/0591U | 2025-10-27T19:23:51.708578Z
0592U | Oncology (hematolymphoid neoplasms), DNA, targeted genomic sequence of 417 genes, interrogation for gene fusions, translocations, rearrangements, utilizing formalin-fixed paraffin-embedded (FFPE) tumor tissue, results report clinically significant variant(s) | This is a Proprietary Laboratory Analyses (PLA) code, meaning that the code applies to only one unique lab test made by a specific manufacturer or performed by a specific lab. Report 0592U only for Aventa Lymphoma from Aventa Genomics LLC. The assay performs targeted next–generation sequencing on 417 lymphoma related genes in DNA extracted from tumor sections, identifying point mutations as well as structural changes such as gene fusions and translocations. Explanation This code represents Aventa Lymphoma from Aventa Genomics LLC. The provider selects formalin fixed paraffin embedded (FFPE) tumor tissue (a standard preservation method in which tissue is fixed in formalin and embedded in paraffin wax) to isolate DNA. Next generation sequencing (NGS) is a high throughput method that quickly determines the order of DNA bases across many fragments at once, enabling comprehensive detection of genetic material or variants in a single test run. The panel targets 417 genes implicated in B and T cell lymphomas. In addition to single nucleotide variants, the test detects gene fusions, translocations, and other rearrangements (abnormal joins between DNA segments that can drive lymphoma biology). Detected clinically relevant variants are summarized in a report, often with accompanying therapeutic or clinical trial options. Clinicians may order this test to obtain a molecular diagnosis, refine lymphoma subtype classification, and identify targetable alterations that could guide precision therapy. Tips Use this code only for the appropriate proprietary test. Additional Info “U” codes are included in the CPT® code set to identify specific Proprietary Laboratory Analyses (PLA) tests. PLA codes take precedence over the usual 80000 series codes for laboratory/pathology. Use this code only for the above–described test; do not report this test using any other CPT® code. PLA code descriptors follow existing code conventions when possible, and lab techniques used include multianalyte assays with algorithmic analyses (MAAA) and genomic sequencing procedures (GSP), among others. Read Less | Range Specific Guideline Proprietary laboratory analyses (PLA) codes describe proprietary clinical laboratory analyses and can be either provided by a single ("sole-source") laboratory or licensed or marketed to multiple providing laboratories (eg, cleared or approved by the Food and Drug Administration [FDA]). This subsection includes advanced diagnostic laboratory tests (ADLTs) and clinical diagnostic laboratory tests (CDLTs), as defined under the Protecting Access to Medicare Act (PAMA) of 2014. These analyses may include a range of medical laboratory tests including, but not limited to, multianalyte assays with algorithmic analyses (MAAA) and genomic sequencing procedures (GSP). The descriptor nomenclature follows, where possible, existing code conventions (eg, MAAA, GSP). Unless specifically noted, even though the Proprietary Laboratory Analyses section of the code set is located at the end of the Pathology and Laboratory section of the code set, a PLA code does not fulfill Category I code criteria. PLA codes are not required to fulfill the Category I criteria. The standards for inclusion in the PLA section are: The test must be commercially available in the United States for use on human specimens and The clinical laboratory or manufacturer that offers the test must request the code. For similar laboratory analyses that fulfill Category I criteria, see codes listed in the numeric 80000 series. When a PLA code is available to report a given proprietary laboratory service, that PLA code takes precedence. The service should not be reported with any other CPT® code(s) and other CPT® code(s) should not be used to report services that may be reported with that specific PLA code. These codes encompass all analytical services required for the analysis (eg, cell lysis, nucleic acid stabilization, extraction, digestion, amplification, hybridization and detection). For molecular analyses, additional procedures that are required prior to cell lysis (eg, microdissection [codes 88380 and 88381]) may be reported separately. Codes in this subsection are released on a quarterly basis to expedite dissemination for reporting. PLA codes will be published electronically on the AMA CPT® website (ama-assn.org/cpt-pla-codes), distributed via CPT® data files on a quarterly basis, and, at a minimum, made available in print annually in the CPT® codebook. See the Introduction section of the CPT® code set for a complete list of the dates of release and implementation. All codes that are included in this section are also included in Appendix O, with the procedure's proprietary name. In order to report a PLA code, the analysis performed must fulfill the code descriptor and must be the test represented by the proprietary name listed in Appendix O. In some instances, the descriptor language of PLA codes may be identical and the code may only be differentiated by the listed proprietary name in Appendix O. When more than one PLA has an identical descriptor, the codes will be denoted by the symbol "â™“." All PLA tests will have assigned codes in the PLA section of the code set. Any PLA coded test(s) that satisfies Category I criteria and has been accepted by the CPT® Editorial Panel will be designated by the addition of the symbol "^" to the existing PLA code and will remain in the PLA section of the code set. If a proprietary test has already been accepted for a Category I code and a code has not been published, subsequent application for a PLA code will take precedence. The code will only be placed in the PLA section. The accuracy of a PLA code is to be maintained by the original applicant, or the current owner of the test kit or laboratory performing the proprietary test. A new PLA code is required when: 1. Additional nucleic acid (DNA or RNA) and/or protein analysis(es) are added to the current PLA test, or 2. The name of the PLA test has changed in association with changes in test performance or test characteristics. The addition or modification of the therapeutic applications of the test require submission of a code change application, but it may not require a new code number. | 0001U-0599U | https://www.aapc.com/codes/cpt-codes/0592U | 2025-10-27T19:24:09.866628Z
0593U | Infectious disease (genitourinary pathogens), DNA, 46 targets (28 pathogens, 18 resistance genes), RT-PCR amplified probe technique, urine, each analyte reported as detected or not detected | This is a Proprietary Laboratory Analyses (PLA) code, meaning that the code applies to only one unique lab test made by a specific manufacturer or performed by a specific lab. Report 0593U only for Taq Array Card Urinary Tract Infection PCR Panel from SoftCell Laboratories LLC and Doc Lab Inc. This test identifies urinary tract infections by detecting DNA from 28 bacteria or viruses and 18 genes linked to antibiotic resistance using real–time PCR on a urine sample. Results show whether each target is present or not. Explanation This code represents Taq Array Card Urinary Tract Infection PCR Panel from SoftCell Laboratories LLC and Doc Lab Inc. The lab analyst tests a urine sample using real–time polymerase chain reaction (RT–PCR), a method that amplifies specific DNA sequences to identify the presence of certain pathogens and resistance genes. The test looks for 28 types of bacteria or viruses that can cause urinary tract infections, as well as 18 genes that may make the infection resistant to antibiotics. The test reports whether each specific pathogen or resistance gene is detected. Clinicians may order this test to quickly and accurately identify the cause of a urinary tract infection and determine if the infection may be resistant to certain antibiotics. Tips Use this code only for the appropriate proprietary test. Additional Info “U” codes are included in the CPT® code set to identify specific Proprietary Laboratory Analyses (PLA) tests. PLA codes take precedence over the usual 80000 series codes for laboratory/pathology. Use this code only for the above–described test; do not report this test using any other CPT® code. PLA code descriptors follow existing code conventions when possible, and lab techniques used include multianalyte assays with algorithmic analyses (MAAA) and genomic sequencing procedures (GSP), among others. Read Less | Range Specific Guideline Proprietary laboratory analyses (PLA) codes describe proprietary clinical laboratory analyses and can be either provided by a single ("sole-source") laboratory or licensed or marketed to multiple providing laboratories (eg, cleared or approved by the Food and Drug Administration [FDA]). This subsection includes advanced diagnostic laboratory tests (ADLTs) and clinical diagnostic laboratory tests (CDLTs), as defined under the Protecting Access to Medicare Act (PAMA) of 2014. These analyses may include a range of medical laboratory tests including, but not limited to, multianalyte assays with algorithmic analyses (MAAA) and genomic sequencing procedures (GSP). The descriptor nomenclature follows, where possible, existing code conventions (eg, MAAA, GSP). Unless specifically noted, even though the Proprietary Laboratory Analyses section of the code set is located at the end of the Pathology and Laboratory section of the code set, a PLA code does not fulfill Category I code criteria. PLA codes are not required to fulfill the Category I criteria. The standards for inclusion in the PLA section are: The test must be commercially available in the United States for use on human specimens and The clinical laboratory or manufacturer that offers the test must request the code. For similar laboratory analyses that fulfill Category I criteria, see codes listed in the numeric 80000 series. When a PLA code is available to report a given proprietary laboratory service, that PLA code takes precedence. The service should not be reported with any other CPT® code(s) and other CPT® code(s) should not be used to report services that may be reported with that specific PLA code. These codes encompass all analytical services required for the analysis (eg, cell lysis, nucleic acid stabilization, extraction, digestion, amplification, hybridization and detection). For molecular analyses, additional procedures that are required prior to cell lysis (eg, microdissection [codes 88380 and 88381]) may be reported separately. Codes in this subsection are released on a quarterly basis to expedite dissemination for reporting. PLA codes will be published electronically on the AMA CPT® website (ama-assn.org/cpt-pla-codes), distributed via CPT® data files on a quarterly basis, and, at a minimum, made available in print annually in the CPT® codebook. See the Introduction section of the CPT® code set for a complete list of the dates of release and implementation. All codes that are included in this section are also included in Appendix O, with the procedure's proprietary name. In order to report a PLA code, the analysis performed must fulfill the code descriptor and must be the test represented by the proprietary name listed in Appendix O. In some instances, the descriptor language of PLA codes may be identical and the code may only be differentiated by the listed proprietary name in Appendix O. When more than one PLA has an identical descriptor, the codes will be denoted by the symbol "â™“." All PLA tests will have assigned codes in the PLA section of the code set. Any PLA coded test(s) that satisfies Category I criteria and has been accepted by the CPT® Editorial Panel will be designated by the addition of the symbol "^" to the existing PLA code and will remain in the PLA section of the code set. If a proprietary test has already been accepted for a Category I code and a code has not been published, subsequent application for a PLA code will take precedence. The code will only be placed in the PLA section. The accuracy of a PLA code is to be maintained by the original applicant, or the current owner of the test kit or laboratory performing the proprietary test. A new PLA code is required when: 1. Additional nucleic acid (DNA or RNA) and/or protein analysis(es) are added to the current PLA test, or 2. The name of the PLA test has changed in association with changes in test performance or test characteristics. The addition or modification of the therapeutic applications of the test require submission of a code change application, but it may not require a new code number. | 0001U-0599U | https://www.aapc.com/codes/cpt-codes/0593U | 2025-10-27T19:24:27.856951Z
0594U | Infectious disease (sepsis), semiquantitative measurement of pancreatic stone protein concentration, whole blood, reported as risk of sepsis | This is a Proprietary Laboratory Analyses (PLA) code, meaning that the code applies to only one unique lab test made by a specific manufacturer or performed by a specific lab. Report 0594U only for IVD CAPSULE PSP — Rapid Sepsis Test from Abionic SA. This test analyzes a whole blood sample to measure levels of pancreatic stone protein (PSP), which is associated with early inflammation. The results are used to estimate a patient's risk of developing sepsis. Explanation This code represents IVD CAPSULE PSP — Rapid Sepsis Test from Abionic SA. For this test, the lab analyst analyzes a whole blood sample using a rapid testing platform that detects the concentration of pancreatic stone protein (PSP). PSP is a protein released during inflammation and infection. The test provides a semiquantitative result, meaning it does not give an exact number, but rather an approximate concentration level of PSP in the blood. This level is interpreted using a built–in algorithm that determines the patient’s risk of sepsis. Clinicians may order this test to quickly assess whether a patient is at increased risk of developing sepsis, especially in emergency or intensive care settings where early intervention is essential. Sepsis is a life–threatening condition where the body has an extreme reaction to infection, which can lead to organ failure and death. Tips Use this code only for the appropriate proprietary test. Additional Info “U” codes are included in the CPT® code set to identify specific Proprietary Laboratory Analyses (PLA) tests. PLA codes take precedence over the usual 80000 series codes for laboratory/pathology. Use this code only for the above–described test; do not report this test using any other CPT® code. PLA code descriptors follow existing code conventions when possible, and lab techniques used include multianalyte assays with algorithmic analyses (MAAA) and genomic sequencing procedures (GSP), among others. Read Less | Range Specific Guideline Proprietary laboratory analyses (PLA) codes describe proprietary clinical laboratory analyses and can be either provided by a single ("sole-source") laboratory or licensed or marketed to multiple providing laboratories (eg, cleared or approved by the Food and Drug Administration [FDA]). This subsection includes advanced diagnostic laboratory tests (ADLTs) and clinical diagnostic laboratory tests (CDLTs), as defined under the Protecting Access to Medicare Act (PAMA) of 2014. These analyses may include a range of medical laboratory tests including, but not limited to, multianalyte assays with algorithmic analyses (MAAA) and genomic sequencing procedures (GSP). The descriptor nomenclature follows, where possible, existing code conventions (eg, MAAA, GSP). Unless specifically noted, even though the Proprietary Laboratory Analyses section of the code set is located at the end of the Pathology and Laboratory section of the code set, a PLA code does not fulfill Category I code criteria. PLA codes are not required to fulfill the Category I criteria. The standards for inclusion in the PLA section are: The test must be commercially available in the United States for use on human specimens and The clinical laboratory or manufacturer that offers the test must request the code. For similar laboratory analyses that fulfill Category I criteria, see codes listed in the numeric 80000 series. When a PLA code is available to report a given proprietary laboratory service, that PLA code takes precedence. The service should not be reported with any other CPT® code(s) and other CPT® code(s) should not be used to report services that may be reported with that specific PLA code. These codes encompass all analytical services required for the analysis (eg, cell lysis, nucleic acid stabilization, extraction, digestion, amplification, hybridization and detection). For molecular analyses, additional procedures that are required prior to cell lysis (eg, microdissection [codes 88380 and 88381]) may be reported separately. Codes in this subsection are released on a quarterly basis to expedite dissemination for reporting. PLA codes will be published electronically on the AMA CPT® website (ama-assn.org/cpt-pla-codes), distributed via CPT® data files on a quarterly basis, and, at a minimum, made available in print annually in the CPT® codebook. See the Introduction section of the CPT® code set for a complete list of the dates of release and implementation. All codes that are included in this section are also included in Appendix O, with the procedure's proprietary name. In order to report a PLA code, the analysis performed must fulfill the code descriptor and must be the test represented by the proprietary name listed in Appendix O. In some instances, the descriptor language of PLA codes may be identical and the code may only be differentiated by the listed proprietary name in Appendix O. When more than one PLA has an identical descriptor, the codes will be denoted by the symbol "â™“." All PLA tests will have assigned codes in the PLA section of the code set. Any PLA coded test(s) that satisfies Category I criteria and has been accepted by the CPT® Editorial Panel will be designated by the addition of the symbol "^" to the existing PLA code and will remain in the PLA section of the code set. If a proprietary test has already been accepted for a Category I code and a code has not been published, subsequent application for a PLA code will take precedence. The code will only be placed in the PLA section. The accuracy of a PLA code is to be maintained by the original applicant, or the current owner of the test kit or laboratory performing the proprietary test. A new PLA code is required when: 1. Additional nucleic acid (DNA or RNA) and/or protein analysis(es) are added to the current PLA test, or 2. The name of the PLA test has changed in association with changes in test performance or test characteristics. The addition or modification of the therapeutic applications of the test require submission of a code change application, but it may not require a new code number. | 0001U-0599U | https://www.aapc.com/codes/cpt-codes/0594U | 2025-10-27T19:24:45.901259Z
0595U | Infectious disease (tropical fever pathogens), vector-borne and zoonotic pathogens, including 2 viruses (Chikungunya virus and Dengue virus serotypes 1, 2, 3, and 4), 1 bacterium (Leptospira species), and 1 parasite with species differentiation (Plasmodium species, Plasmodium falciparum, and Plasmodium vivax/ovale), real-time RT-PCR, whole blood, each pathogen reported as detected or not detected | This is a Proprietary Laboratory Analyses (PLA) code, meaning that the code applies to only one unique lab test made by a specific manufacturer or performed by a specific lab. Report 0595U only for Biofire® Filmarray® Tropical Fever (TF) Panel from bioMérieux. This test analyzes a sample of whole blood using real–time reverse transcription polymerase chain reaction (RT–PCR) to detect multiple pathogens that cause tropical diseases. It identifies viruses, bacteria, and parasites that may be transmitted by insects or animals. Each result shows whether the pathogen is present or not. Explanation This code represents Biofire® Filmarray® Tropical Fever (TF) Panel from bioMérieux. The test is performed on a sample of whole blood to detect the presence of multiple pathogens that are commonly found in tropical regions and can be transmitted by mosquitoes (vector–borne) or animals (zoonotic). The pathogens include viruses such as chikungunya virus and four dengue virus serotypes (types 1, 2, 3, and 4); a bacterium called Leptospira species, which can be spread through animal urine; and parasites from the Plasmodium group, including Plasmodium falciparum and Plasmodium vivax/ovale, which cause malaria.The lab uses real–time reverse transcription polymerase chain reaction (RT–PCR), a molecular technique that amplifies genetic material from viruses, bacteria, or parasites to make them easier to detect. Reverse transcription is needed for pathogens that contain RNA (such as viruses), converting their RNA into DNA so it can be analyzed. The test determines whether each pathogen is present in the sample and reports each one as either detected or not detected. Clinicians may order this test for patients with fever who may have been exposed to one of these pathogens based on their location or recent travels. It helps identify the specific cause of infection and guides decisions about treatment. Tips Use this code only for the appropriate proprietary test. Additional Info “U” codes are included in the CPT® code set to identify specific Proprietary Laboratory Analyses (PLA) tests. PLA codes take precedence over the usual 80000 series codes for laboratory/pathology. Use this code only for the above–described test; do not report this test using any other CPT® code. PLA code descriptors follow existing code conventions when possible, and lab techniques used include multianalyte assays with algorithmic analyses (MAAA) and genomic sequencing procedures (GSP), among others. Read Less | Range Specific Guideline Proprietary laboratory analyses (PLA) codes describe proprietary clinical laboratory analyses and can be either provided by a single ("sole-source") laboratory or licensed or marketed to multiple providing laboratories (eg, cleared or approved by the Food and Drug Administration [FDA]). This subsection includes advanced diagnostic laboratory tests (ADLTs) and clinical diagnostic laboratory tests (CDLTs), as defined under the Protecting Access to Medicare Act (PAMA) of 2014. These analyses may include a range of medical laboratory tests including, but not limited to, multianalyte assays with algorithmic analyses (MAAA) and genomic sequencing procedures (GSP). The descriptor nomenclature follows, where possible, existing code conventions (eg, MAAA, GSP). Unless specifically noted, even though the Proprietary Laboratory Analyses section of the code set is located at the end of the Pathology and Laboratory section of the code set, a PLA code does not fulfill Category I code criteria. PLA codes are not required to fulfill the Category I criteria. The standards for inclusion in the PLA section are: The test must be commercially available in the United States for use on human specimens and The clinical laboratory or manufacturer that offers the test must request the code. For similar laboratory analyses that fulfill Category I criteria, see codes listed in the numeric 80000 series. When a PLA code is available to report a given proprietary laboratory service, that PLA code takes precedence. The service should not be reported with any other CPT® code(s) and other CPT® code(s) should not be used to report services that may be reported with that specific PLA code. These codes encompass all analytical services required for the analysis (eg, cell lysis, nucleic acid stabilization, extraction, digestion, amplification, hybridization and detection). For molecular analyses, additional procedures that are required prior to cell lysis (eg, microdissection [codes 88380 and 88381]) may be reported separately. Codes in this subsection are released on a quarterly basis to expedite dissemination for reporting. PLA codes will be published electronically on the AMA CPT® website (ama-assn.org/cpt-pla-codes), distributed via CPT® data files on a quarterly basis, and, at a minimum, made available in print annually in the CPT® codebook. See the Introduction section of the CPT® code set for a complete list of the dates of release and implementation. All codes that are included in this section are also included in Appendix O, with the procedure's proprietary name. In order to report a PLA code, the analysis performed must fulfill the code descriptor and must be the test represented by the proprietary name listed in Appendix O. In some instances, the descriptor language of PLA codes may be identical and the code may only be differentiated by the listed proprietary name in Appendix O. When more than one PLA has an identical descriptor, the codes will be denoted by the symbol "â™“." All PLA tests will have assigned codes in the PLA section of the code set. Any PLA coded test(s) that satisfies Category I criteria and has been accepted by the CPT® Editorial Panel will be designated by the addition of the symbol "^" to the existing PLA code and will remain in the PLA section of the code set. If a proprietary test has already been accepted for a Category I code and a code has not been published, subsequent application for a PLA code will take precedence. The code will only be placed in the PLA section. The accuracy of a PLA code is to be maintained by the original applicant, or the current owner of the test kit or laboratory performing the proprietary test. A new PLA code is required when: 1. Additional nucleic acid (DNA or RNA) and/or protein analysis(es) are added to the current PLA test, or 2. The name of the PLA test has changed in association with changes in test performance or test characteristics. The addition or modification of the therapeutic applications of the test require submission of a code change application, but it may not require a new code number. | 0001U-0599U | https://www.aapc.com/codes/cpt-codes/0595U | 2025-10-27T19:25:03.040246Z
0596U | Neurology (Alzheimer disease), plasma, 3 distinct isoform-specific peptides (APOE2, APOE3, and APOE4) by liquid chromatography with tandem mass spectrometry (LC-MS/MS), reported as an APOE prototype | This is a Proprietary Laboratory Analyses (PLA) code, meaning that the code applies to only one unique lab test made by a specific manufacturer or performed by a specific lab. Report 0596U only for Precivity–ApoE™ from C2N Diagnostics LLC. This blood test detects three different forms of the APOE protein (APOE2, APOE3, and APOE4) using liquid chromatography and tandem mass spectrometry. The results are summarized into an APOE proteotype to assist in assessing a person’s genetic profile related to Alzheimer's disease. Explanation This code represents Precivity–ApoE™ from C2N Diagnostics LLC. For this test, the lab analyst separates a blood sample for analysis. The laboratory uses a technique called liquid chromatography with tandem mass spectrometry (LC–MS/MS) to measure three specific isoforms (or protein versions) of apolipoprotein E (APOE): APOE2, APOE3, and APOE4. Liquid chromatography is used to separate the components of the sample, while mass spectrometry identifies and measures the different APOE proteins based on their mass and structure. APOE is a protein involved in fat metabolism and is produced based on the APOE gene. Different isoforms of APOE are linked to different levels of risk for developing Alzheimer's disease. APOE4 is associated with higher risk, APOE2 may reduce risk, and APOE3 is considered neutral. Each person inherits two copies of the APOE gene, one from each parent, and the combination of these determines their APOE status. The test result is reported as an APOE proteotype, which reflects the specific combination of APOE isoforms present (for example, APOE3/APOE4 or APOE2/APOE3). This information provides insight into the person’s genetic risk for Alzheimer's disease. Clinicians may order this test to help assess a patient’s genetic risk for Alzheimer disease, particularly when evaluating cognitive symptoms or planning personalized approaches to care. Tips Use this code only for the appropriate proprietary test. Additional Info “U” codes are included in the CPT® code set to identify specific Proprietary Laboratory Analyses (PLA) tests. PLA codes take precedence over the usual 80000 series codes for laboratory/pathology. Use this code only for the above–described test; do not report this test using any other CPT® code. PLA code descriptors follow existing code conventions when possible, and lab techniques used include multianalyte assays with algorithmic analyses (MAAA) and genomic sequencing procedures (GSP), among others. Read Less | Range Specific Guideline Proprietary laboratory analyses (PLA) codes describe proprietary clinical laboratory analyses and can be either provided by a single ("sole-source") laboratory or licensed or marketed to multiple providing laboratories (eg, cleared or approved by the Food and Drug Administration [FDA]). This subsection includes advanced diagnostic laboratory tests (ADLTs) and clinical diagnostic laboratory tests (CDLTs), as defined under the Protecting Access to Medicare Act (PAMA) of 2014. These analyses may include a range of medical laboratory tests including, but not limited to, multianalyte assays with algorithmic analyses (MAAA) and genomic sequencing procedures (GSP). The descriptor nomenclature follows, where possible, existing code conventions (eg, MAAA, GSP). Unless specifically noted, even though the Proprietary Laboratory Analyses section of the code set is located at the end of the Pathology and Laboratory section of the code set, a PLA code does not fulfill Category I code criteria. PLA codes are not required to fulfill the Category I criteria. The standards for inclusion in the PLA section are: The test must be commercially available in the United States for use on human specimens and The clinical laboratory or manufacturer that offers the test must request the code. For similar laboratory analyses that fulfill Category I criteria, see codes listed in the numeric 80000 series. When a PLA code is available to report a given proprietary laboratory service, that PLA code takes precedence. The service should not be reported with any other CPT® code(s) and other CPT® code(s) should not be used to report services that may be reported with that specific PLA code. These codes encompass all analytical services required for the analysis (eg, cell lysis, nucleic acid stabilization, extraction, digestion, amplification, hybridization and detection). For molecular analyses, additional procedures that are required prior to cell lysis (eg, microdissection [codes 88380 and 88381]) may be reported separately. Codes in this subsection are released on a quarterly basis to expedite dissemination for reporting. PLA codes will be published electronically on the AMA CPT® website (ama-assn.org/cpt-pla-codes), distributed via CPT® data files on a quarterly basis, and, at a minimum, made available in print annually in the CPT® codebook. See the Introduction section of the CPT® code set for a complete list of the dates of release and implementation. All codes that are included in this section are also included in Appendix O, with the procedure's proprietary name. In order to report a PLA code, the analysis performed must fulfill the code descriptor and must be the test represented by the proprietary name listed in Appendix O. In some instances, the descriptor language of PLA codes may be identical and the code may only be differentiated by the listed proprietary name in Appendix O. When more than one PLA has an identical descriptor, the codes will be denoted by the symbol "â™“." All PLA tests will have assigned codes in the PLA section of the code set. Any PLA coded test(s) that satisfies Category I criteria and has been accepted by the CPT® Editorial Panel will be designated by the addition of the symbol "^" to the existing PLA code and will remain in the PLA section of the code set. If a proprietary test has already been accepted for a Category I code and a code has not been published, subsequent application for a PLA code will take precedence. The code will only be placed in the PLA section. The accuracy of a PLA code is to be maintained by the original applicant, or the current owner of the test kit or laboratory performing the proprietary test. A new PLA code is required when: 1. Additional nucleic acid (DNA or RNA) and/or protein analysis(es) are added to the current PLA test, or 2. The name of the PLA test has changed in association with changes in test performance or test characteristics. The addition or modification of the therapeutic applications of the test require submission of a code change application, but it may not require a new code number. | 0001U-0599U | https://www.aapc.com/codes/cpt-codes/0596U | 2025-10-27T19:25:21.452767Z
0597U | Oncology (breast), RNA expression profiling of 329 genes by targeted next-generation sequencing and 20 proteins by multiplex immunofluorescence, formalin-fixed paraffin-embedded (FFPE) tissue, algorithmic analyses to determine tumor-recurrence risk score | This is a Proprietary Laboratory Analyses (PLA) code, meaning that the code applies to only one unique lab test made by a specific manufacturer or performed by a specific lab. Report 0597U only for AidaBreast™ from PreludeDx™ and Prelude Corporation. This test evaluates a preserved sample of breast tumor tissue to measure RNA expression from 329 genes and levels of 20 proteins. It uses next–generation sequencing and multiplex immunofluorescence to collect the data, which are analyzed by an algorithm to estimate the risk that the tumor will return. Explanation This code represents AidaBreast™ from PreludeDx™ and Prelude Corporation. For this test, the analyst analyzes a sample of breast tumor tissue that has been preserved in formalin and embedded in paraffin (a standard method for storing tissue samples, called FFPE). The test measures RNA expression of 329 genes using targeted next–generation sequencing, which allows for fast and comprehensive reading of genetic activity. In addition, the test measures 20 proteins in the tissue using multiplex immunofluorescence, a technique that uses antibodies with fluorescent tags to detect and quantify proteins. The test combines these gene and protein results and runs them through an algorithm to calculate a tumor–recurrence risk score. Clinicians may order this test to guide treatment decisions after breast cancer surgery by estimating the likelihood that the cancer will return. This information helps support personalized care planning. Tips Use this code only for the appropriate proprietary test. Additional Info “U” codes are included in the CPT® code set to identify specific Proprietary Laboratory Analyses (PLA) tests. PLA codes take precedence over the usual 80000 series codes for laboratory/pathology. Use this code only for the above–described test; do not report this test using any other CPT® code. PLA code descriptors follow existing code conventions when possible, and lab techniques used include multianalyte assays with algorithmic analyses (MAAA) and genomic sequencing procedures (GSP), among others. Read Less | Range Specific Guideline Proprietary laboratory analyses (PLA) codes describe proprietary clinical laboratory analyses and can be either provided by a single ("sole-source") laboratory or licensed or marketed to multiple providing laboratories (eg, cleared or approved by the Food and Drug Administration [FDA]). This subsection includes advanced diagnostic laboratory tests (ADLTs) and clinical diagnostic laboratory tests (CDLTs), as defined under the Protecting Access to Medicare Act (PAMA) of 2014. These analyses may include a range of medical laboratory tests including, but not limited to, multianalyte assays with algorithmic analyses (MAAA) and genomic sequencing procedures (GSP). The descriptor nomenclature follows, where possible, existing code conventions (eg, MAAA, GSP). Unless specifically noted, even though the Proprietary Laboratory Analyses section of the code set is located at the end of the Pathology and Laboratory section of the code set, a PLA code does not fulfill Category I code criteria. PLA codes are not required to fulfill the Category I criteria. The standards for inclusion in the PLA section are: The test must be commercially available in the United States for use on human specimens and The clinical laboratory or manufacturer that offers the test must request the code. For similar laboratory analyses that fulfill Category I criteria, see codes listed in the numeric 80000 series. When a PLA code is available to report a given proprietary laboratory service, that PLA code takes precedence. The service should not be reported with any other CPT® code(s) and other CPT® code(s) should not be used to report services that may be reported with that specific PLA code. These codes encompass all analytical services required for the analysis (eg, cell lysis, nucleic acid stabilization, extraction, digestion, amplification, hybridization and detection). For molecular analyses, additional procedures that are required prior to cell lysis (eg, microdissection [codes 88380 and 88381]) may be reported separately. Codes in this subsection are released on a quarterly basis to expedite dissemination for reporting. PLA codes will be published electronically on the AMA CPT® website (ama-assn.org/cpt-pla-codes), distributed via CPT® data files on a quarterly basis, and, at a minimum, made available in print annually in the CPT® codebook. See the Introduction section of the CPT® code set for a complete list of the dates of release and implementation. All codes that are included in this section are also included in Appendix O, with the procedure's proprietary name. In order to report a PLA code, the analysis performed must fulfill the code descriptor and must be the test represented by the proprietary name listed in Appendix O. In some instances, the descriptor language of PLA codes may be identical and the code may only be differentiated by the listed proprietary name in Appendix O. When more than one PLA has an identical descriptor, the codes will be denoted by the symbol "â™“." All PLA tests will have assigned codes in the PLA section of the code set. Any PLA coded test(s) that satisfies Category I criteria and has been accepted by the CPT® Editorial Panel will be designated by the addition of the symbol "^" to the existing PLA code and will remain in the PLA section of the code set. If a proprietary test has already been accepted for a Category I code and a code has not been published, subsequent application for a PLA code will take precedence. The code will only be placed in the PLA section. The accuracy of a PLA code is to be maintained by the original applicant, or the current owner of the test kit or laboratory performing the proprietary test. A new PLA code is required when: 1. Additional nucleic acid (DNA or RNA) and/or protein analysis(es) are added to the current PLA test, or 2. The name of the PLA test has changed in association with changes in test performance or test characteristics. The addition or modification of the therapeutic applications of the test require submission of a code change application, but it may not require a new code number. | 0001U-0599U | https://www.aapc.com/codes/cpt-codes/0597U | 2025-10-27T19:25:40.552257Z
0598U | Gastroenterology (irritable bowel syndrome), IgG antibodies to 18 food items by microarray-based immunoassay, whole blood or serum, report as elevated (positive) or normal (negative) antibody levels | This is a Proprietary Laboratory Analyses (PLA) code, meaning that the code applies to only one unique lab test made by a specific manufacturer or performed by a specific lab. Report 0598U only for inFoods® IBS from Ethos Laboratories and Biomerica. This test analyzes a blood or serum sample to check for IgG antibodies to 18 different foods. It uses a microarray–based immunoassay to identify whether antibody levels are elevated or within normal range, which may help guide dietary management in people with irritable bowel syndrome (IBS). Explanation This code represents inFoods® IBS from Ethos Laboratories and Biomerica. For this test, the analyst analyzes a sample of whole blood or blood serum using a microarray–based immunoassay, which is a method that detects antibodies by placing samples on a chip containing many food antigens. The test specifically measures levels of immunoglobulin G (IgG) antibodies in response to 18 different food items. IgG antibodies are part of the immune system and may indicate a delayed reaction to certain foods. The test reports whether each food–specific IgG level is elevated (positive) or within normal limits (negative). Clinicians may order this test to help personalize dietary recommendations for patients with irritable bowel syndrome (IBS), aiming to identify foods that may contribute to symptoms. Tips Use this code only for the appropriate proprietary test. Additional Info “U” codes are included in the CPT® code set to identify specific Proprietary Laboratory Analyses (PLA) tests. PLA codes take precedence over the usual 80000 series codes for laboratory/pathology. Use this code only for the above–described test; do not report this test using any other CPT® code. PLA code descriptors follow existing code conventions when possible, and lab techniques used include multianalyte assays with algorithmic analyses (MAAA) and genomic sequencing procedures (GSP), among others. Read Less | Range Specific Guideline Proprietary laboratory analyses (PLA) codes describe proprietary clinical laboratory analyses and can be either provided by a single ("sole-source") laboratory or licensed or marketed to multiple providing laboratories (eg, cleared or approved by the Food and Drug Administration [FDA]). This subsection includes advanced diagnostic laboratory tests (ADLTs) and clinical diagnostic laboratory tests (CDLTs), as defined under the Protecting Access to Medicare Act (PAMA) of 2014. These analyses may include a range of medical laboratory tests including, but not limited to, multianalyte assays with algorithmic analyses (MAAA) and genomic sequencing procedures (GSP). The descriptor nomenclature follows, where possible, existing code conventions (eg, MAAA, GSP). Unless specifically noted, even though the Proprietary Laboratory Analyses section of the code set is located at the end of the Pathology and Laboratory section of the code set, a PLA code does not fulfill Category I code criteria. PLA codes are not required to fulfill the Category I criteria. The standards for inclusion in the PLA section are: The test must be commercially available in the United States for use on human specimens and The clinical laboratory or manufacturer that offers the test must request the code. For similar laboratory analyses that fulfill Category I criteria, see codes listed in the numeric 80000 series. When a PLA code is available to report a given proprietary laboratory service, that PLA code takes precedence. The service should not be reported with any other CPT® code(s) and other CPT® code(s) should not be used to report services that may be reported with that specific PLA code. These codes encompass all analytical services required for the analysis (eg, cell lysis, nucleic acid stabilization, extraction, digestion, amplification, hybridization and detection). For molecular analyses, additional procedures that are required prior to cell lysis (eg, microdissection [codes 88380 and 88381]) may be reported separately. Codes in this subsection are released on a quarterly basis to expedite dissemination for reporting. PLA codes will be published electronically on the AMA CPT® website (ama-assn.org/cpt-pla-codes), distributed via CPT® data files on a quarterly basis, and, at a minimum, made available in print annually in the CPT® codebook. See the Introduction section of the CPT® code set for a complete list of the dates of release and implementation. All codes that are included in this section are also included in Appendix O, with the procedure's proprietary name. In order to report a PLA code, the analysis performed must fulfill the code descriptor and must be the test represented by the proprietary name listed in Appendix O. In some instances, the descriptor language of PLA codes may be identical and the code may only be differentiated by the listed proprietary name in Appendix O. When more than one PLA has an identical descriptor, the codes will be denoted by the symbol "â™“." All PLA tests will have assigned codes in the PLA section of the code set. Any PLA coded test(s) that satisfies Category I criteria and has been accepted by the CPT® Editorial Panel will be designated by the addition of the symbol "^" to the existing PLA code and will remain in the PLA section of the code set. If a proprietary test has already been accepted for a Category I code and a code has not been published, subsequent application for a PLA code will take precedence. The code will only be placed in the PLA section. The accuracy of a PLA code is to be maintained by the original applicant, or the current owner of the test kit or laboratory performing the proprietary test. A new PLA code is required when: 1. Additional nucleic acid (DNA or RNA) and/or protein analysis(es) are added to the current PLA test, or 2. The name of the PLA test has changed in association with changes in test performance or test characteristics. The addition or modification of the therapeutic applications of the test require submission of a code change application, but it may not require a new code number. | 0001U-0599U | https://www.aapc.com/codes/cpt-codes/0598U | 2025-10-27T19:25:59.224319Z
0599U | Oncology (pancreatic cancer), multiplex immunoassay of ICAM1, TIMP1, CTSD, THBS1, and CA 19-9, serum, diagnostic algorithm reported as positive or negative | This is a Proprietary Laboratory Analyses (PLA) code, meaning that the code applies to only one unique lab test made by a specific manufacturer or performed by a specific lab. Report 0599U only for PancreaSure™ from Immunovia Inc. This test analyzes a blood serum sample to measure five proteins (ICAM1, TIMP1, CTSD, THBS1, and CA 19–9) associated with pancreatic cancer. The results are processed using a diagnostic algorithm that gives a final result of positive or negative. Explanation This code represents PancreaSure™ from Immunovia Inc. The lab analyst tests the serum portion of a blood sample using a multiplex immunoassay, which can measure multiple substances at once. This test evaluates the levels of five biomarkers that may be associated with pancreatic cancer: ICAM1 (intercellular adhesion molecule 1), TIMP1 (tissue inhibitor of metalloproteinases 1), CTSD (cathepsin D), THBS1 (thrombospondin–1), and CA 19–9 (carbohydrate antigen 19–9). These proteins are measured in the lab and then interpreted through a proprietary algorithm that combines the results into a single diagnostic outcome, reported as either positive or negative. Clinicians may order this test to support early detection of pancreatic cancer, especially in patients at high risk, as early diagnosis can be challenging and critical for improving outcomes. Tips Use this code only for the appropriate proprietary test. Additional Info “U” codes are included in the CPT® code set to identify specific Proprietary Laboratory Analyses (PLA) tests. PLA codes take precedence over the usual 80000 series codes for laboratory/pathology. Use this code only for the above–described test; do not report this test using any other CPT® code. PLA code descriptors follow existing code conventions when possible, and lab techniques used include multianalyte assays with algorithmic analyses (MAAA) and genomic sequencing procedures (GSP), among others. Read Less | Range Specific Guideline Proprietary laboratory analyses (PLA) codes describe proprietary clinical laboratory analyses and can be either provided by a single ("sole-source") laboratory or licensed or marketed to multiple providing laboratories (eg, cleared or approved by the Food and Drug Administration [FDA]). This subsection includes advanced diagnostic laboratory tests (ADLTs) and clinical diagnostic laboratory tests (CDLTs), as defined under the Protecting Access to Medicare Act (PAMA) of 2014. These analyses may include a range of medical laboratory tests including, but not limited to, multianalyte assays with algorithmic analyses (MAAA) and genomic sequencing procedures (GSP). The descriptor nomenclature follows, where possible, existing code conventions (eg, MAAA, GSP). Unless specifically noted, even though the Proprietary Laboratory Analyses section of the code set is located at the end of the Pathology and Laboratory section of the code set, a PLA code does not fulfill Category I code criteria. PLA codes are not required to fulfill the Category I criteria. The standards for inclusion in the PLA section are: The test must be commercially available in the United States for use on human specimens and The clinical laboratory or manufacturer that offers the test must request the code. For similar laboratory analyses that fulfill Category I criteria, see codes listed in the numeric 80000 series. When a PLA code is available to report a given proprietary laboratory service, that PLA code takes precedence. The service should not be reported with any other CPT® code(s) and other CPT® code(s) should not be used to report services that may be reported with that specific PLA code. These codes encompass all analytical services required for the analysis (eg, cell lysis, nucleic acid stabilization, extraction, digestion, amplification, hybridization and detection). For molecular analyses, additional procedures that are required prior to cell lysis (eg, microdissection [codes 88380 and 88381]) may be reported separately. Codes in this subsection are released on a quarterly basis to expedite dissemination for reporting. PLA codes will be published electronically on the AMA CPT® website (ama-assn.org/cpt-pla-codes), distributed via CPT® data files on a quarterly basis, and, at a minimum, made available in print annually in the CPT® codebook. See the Introduction section of the CPT® code set for a complete list of the dates of release and implementation. All codes that are included in this section are also included in Appendix O, with the procedure's proprietary name. In order to report a PLA code, the analysis performed must fulfill the code descriptor and must be the test represented by the proprietary name listed in Appendix O. In some instances, the descriptor language of PLA codes may be identical and the code may only be differentiated by the listed proprietary name in Appendix O. When more than one PLA has an identical descriptor, the codes will be denoted by the symbol "â™“." All PLA tests will have assigned codes in the PLA section of the code set. Any PLA coded test(s) that satisfies Category I criteria and has been accepted by the CPT® Editorial Panel will be designated by the addition of the symbol "^" to the existing PLA code and will remain in the PLA section of the code set. If a proprietary test has already been accepted for a Category I code and a code has not been published, subsequent application for a PLA code will take precedence. The code will only be placed in the PLA section. The accuracy of a PLA code is to be maintained by the original applicant, or the current owner of the test kit or laboratory performing the proprietary test. A new PLA code is required when: 1. Additional nucleic acid (DNA or RNA) and/or protein analysis(es) are added to the current PLA test, or 2. The name of the PLA test has changed in association with changes in test performance or test characteristics. The addition or modification of the therapeutic applications of the test require submission of a code change application, but it may not require a new code number. | 0001U-0599U | https://www.aapc.com/codes/cpt-codes/0599U | 2025-10-27T19:26:16.662014Z